## Draft_1 (Dec 14) (hidden)
Program/Projects | 2015/16
| Project Location | [7 empty] | SRV | R2R | BLOCK | BLOCK -Traffic Facilities | STATE SPECIAL GRANT- Moorland/Johns River Bypass handover- RESERVE | STATE SPECIAL GRANT- Coopernook Bypass handover - RESERVE | REPAIR | S94 | Drainage Levy | Gen Fund | Notes
[8 empty] | Total Available | 2600000 | 2371483 | 800000 | 60000 | 645000 | 225000 | 220000 | 350000 | 300000 | 1000000
[8 empty] | Total Allocated | 2600000 | 2371483 | 800000 | 60000 | 645000 | 225000 | 220000 | 350000 | 200000 | 1000000
| From | To | Length/ Area | Description of Works | Project scope | Prioritisation Criteria | Cost Estimate |  | 0 | 0 | 0 | 0 | 0 | 0 | 0 | 0 | 100000 | 0
ROADS
Regional Roads Program | [6 empty] | 1690000
REPAIR program The Bucketts Way | Property No 3732 | Fire Station Road | 280m | in-situ Stabilisation and AC re-surfacing including sub soil drainage if necessary | I&D to review existing design prepared by SMEC . Review pavement design ,project length and drainage requirements | Regional road( main link Road)- project was identified as part of Bucketts way upgrade project under Federal Funding arrangement but drop-off due to short of funding and late addition to REPAIR program and RMS approved for funding | 440000 | 0 |  |  | 220000 |  |  |  | 220000
Old Bar Road / Manning Point Road Intersection | 100m before Intersection | 100m after intersection | 200m + 150m onto Manning point road | Road widening including widening of existing box culvert,re-alignment and improvement to the intersection including pavement re-constructions | review of design done by LEGS , prepare separate construction plans . Project delivery by IS or externaly | Regional Road. Identified as a high priority project due to safety concerns. 13 accidents in last 5 years, identified in 2001 S94 plan for improvents due to increase in traffic in Old Bar road. Also listed in RMS REPAIR program . Application was made to safer roads program for funding in 2015/16 | 750000 | 0 |  |  | 400000 |  |  |  |  | 350000
The Lakes Way - Godfrey Hill Road to Talabah Close- stage 2 | Godfrey Hill Rd | Talabah Cl | 600m | Re construction /Re-alignment and drainage improvement- continue from stage 1 | Continue from stage 1 project | Regional , main link road, substandard section of road, very poor condition and alignment, major drainage issues | 500000 | 0 |  | 320000 | 180000
Local Roads Reconstruction program | [6 empty] | 1000000
Manning Street-Taree | Exchange Hotel | Exchange Hotel | 40m | Pavement reconstruction,replacement of damaged k&G,reconstruction of damage footpath | Geotechnical and drainage investigation, pavement design and footpath design ( possible extension of BP footpath)-Liaise with adjoining business owners regarding adjusments to driveways and contribution | Very poor section of road in CBD area, High vehicular and pedestrian traffic to access park, medical facility and commercial facilities. Heavily uneven and cracked footpath with unsuccessfull AC overlay is a high risk to the pedestrians | 200000 | 0 | 50000 | 150000
Nowendoc Road | 550m from Karaak Flat Road | 750m from Karaak Flat Road | 200m | Pavement reconstruction/renewal | Geotechnical investigation and Pavement design to reconstruct failed section of road on existing alignment. No widening , No upgrade | Previously identified SRV project. Severe pavement damage , high roughness and rutting. Major Link Road , | 150000 | 0 |  | 150000
Pultney Street stage 2 | Victoria Street | Albert Street |  | Pavement reconstruction, extension of BP footpath | Design and documentation complete | Carry over project. High priority project as significant pavement failure | 500000 | 0 |  | 500000
Muldoon Street/Kanangra Drive Roundabout - Taree | Muldoon Street | Muldoon Street |  | Pavement reconstruction/renewal | Geothecnical investigation and flexible pavement design to reconstruct failed pavement - | Severe pavement failure, Major road( Sub Arterial) , High maintenance cost, high risk | 150000 | 0 | 150000
Local Roads Rehab/ Reseal program | [6 empty] | 1721483
Blackhead Road- Hallidays Point | 100m before High Street | High street- Roundabout | 100m | Rehab/Reseal | further investigation for cost effective treatment options ( Thin AC overlay , scarify and re-compact with two coat seal, etc)) | severe pavement failure, major traffic route, | 80000 | 0 |  | 80000
Nowendoc Road - Mt George | General Store - Mt George | Driveway @ property No 1609 | 1800m /10080m2 | Reseal | Reseal prepation including minor heavy patching, edge patching, drainage improvement- 10mm Microsurfacing or 10mm PMB seal | existing seal has reached end of life. Extensive surface defects, higher maintenance( pothole patching cost) , major link road | 120000 | 0 |  | 120000
Saltwater Road- Wallbi point | 309 Saltwater Rd | Start of recent seal( 387 Saltwater Road | 800m/9600m2 | Reseal | Reseal prepation including minor patching - 10mm PMB reseal | existing seal has reached end of life. Surface defects, major residential/recreational collector road | 100000 | 0 |  | 100000
Muldoon Street- Taree | Kanangra Drive | Wingham Road | 1900m/25830m2 | Reseal | Reseal prepation including minor patching - 10mm PMB reseal - texture testing and re-seal design | Existing seal has reached end of its useful life. Surface defects, Major traffic route, commercial and residential( sub arterial road) | 250000 | 0 |  | 250000
Maiden Avenue- Taree West | Wingham Road | Coulston Avenue | 373m/3133m2 | Reseal | Reseal prepation including minor patching - 10mm PMB - Texture testing and re-seal design | Existing seal has reached its end of useful life and renewal of seal is well overdue . Severe surface defects and cracked surface. High traffic volume road near school. Re-sealing at this stage will prevent further pavement damage | 30000 | 0 |  | 30000
Deb Street | Wingham Road | Commerce Street | 411/4728m2 | Reseal | Minor re-seal preparation. 10mm PMB - Texture testing and re-seal design | Existing seal has reached its end of useful life and renewal of seal is well overdue . Severe surface defects and cracked surface. High traffic volume road near school. Re-sealing at this stage will prevent further pavement damage | 35000 | 0 |  | 35000
Albert Street- Taree | Pulteney Street | Manning Street | 210m/3380m2 | Reseal | Drainage investigation, Reseal preparation works including minor heavy patching, subsoil drainage and resurface with 30mm AC10. further investigation on to suitability of SFT microsurfacing | Resurfaceing is well overdue for this section of road. Pavement damages due to surface failure. Major traffic route within CBD area | 125000 | 0 |  | 125000
Bushland Drive-Taree | Grey Gum Road | Wingham Road | 593m/4760m2 | Reseal | Reseal prepation including minor patching - 10mm PMB reseal - texture testing and seal design | existing seal surface has reached end of life showing surface defects. Major traffic route | 50000 | 0 |  | 50000
Combined Street-Wingham | Rowley Street | Winter Street | 354m/5000m2 | Reseal | Reseal prepation including minor heavy patching - 10mm PMB reseal - texture testing and seal design | existing seal surface has reached end of life showing surface defects. Local Major street- K&G replacements done in 2014/15 | 61483 | 0 |  | 61483
Koolangarra Way - Johns River | Hwy South ( last property Access) | Johns River Road( End of intersection work) | 1110m/9000m2 | Reseal | Minor Heavy patching, Edge patching, Reseal(14mm C320) only 8m width and line marking( scoping as per handover agreement) | Pacific Highway Handover project | 153000 | 0 |  |  |  |  | 153000
Johns River Road- Johns River | End of Intersection work | Hwy North | 700m/5600m2 | Reseal | Minor Heavy patching, Edge patching, Reseal(14mm C320) only 8m width and line marking( scoping as per handover agreement) | Pacific Highway Handover project | 52000 | 0 |  |  |  |  | 52000 | [5 empty] | Delete- existing seal shows no signs of distresses and seal looks less than 10 years old - to be included in future reseal programs
Jericho Road- Moorland | Hwy exit(south) -Long Pine Road | Henrys Lane | 2000m/16000m2 | Rehab/Reseal | Scoping( as per the handover agreement), investigation and design of Heavy patching and minor pavement /shoulder reconstruction at railway bridge and near service station. Drainage improvement and reseal(14mm C320) and line marking | Pacific Highway Handover project | 440000 | 0 |  |  |  |  | 440000
George Gibson Drive- Coopernook | Coopernook Hotel | Two Mile Creek Road | 1900m/15200m2 | Reseal | Rationalise road width to minimum required for the road class, minor heavy patching and re-seal with 10mm PMB | Pacific Highway Handover project | 225000 | 0 |  |  |  |  | . | 225000
Unsealed Road re-sheeting program | [6 empty] | 1000000
Bulga Road | Swans Road | Coolings Road | 7km | Gravel Re-sheeting | 100mm compacted gravel resheeting with materail extracted from top landslip site on bulga road - this material may need to be blended with material at lower quarry site before placing. |  | 210000 | 0 | 210000
Colling Road | Bulga Road | Council Boundary | 6km | Gravel Re-sheeting | 100mm compacted gravel resheeting with materail extracted from top landslip site on bulga road - this material may need to be blended with material at lower quarry site before placing. |  | 180000 | 0 | 180000
Dargaville Road | Wallanbah Road | Turf Farm( end last resheet) | 6km |  |  |  | 310000 | 0 | 310000
Allocation for Wetgrade team | [6 empty] | 300000 | 0 | 300000
K&G Replacement Program | [6 empty] | 1200000
Mccullagh Lane- Wingham | No 15 Farquhar St - back access |  | 35m | Replacement of failed k&G sections | As per standard K&G replacement drawing | as per the K&G prioritisation program | 21000 | 0 | 21000
Maitland Lane- Wingham | Issabella St | back of 24, Bent St | 115m | Replacement of failed k&G sections | As per standard K&G replacement drawing | as per the K&G prioritisation program | 69000 | 0 | 69000
Drury Close - Old Bar | No 5 | No 6 | 200m | Replacement of failed k&G sections | As per standard K&G replacement drawing | as per the K&G prioritisation program | 120000 | 0 | 120000
Molong Road-Old Bar | No 10 | No 26 | 200m | Replacement of failed k&G sections | As per standard K&G replacement drawing | as per the K&G prioritisation program | 120000 | 0 | 120000
Molong Road-Old Bar | No 13 | No 23 | 140m | Replacement of failed k&G sections | As per standard K&G replacement drawing | as per the K&G prioritisation program | 84000 | 0 | 84000
Beeton Parade -Taree | No 10 | No 14 | 50m | Replacement of failed k&G sections | As per standard K&G replacement drawing | as per the K&G prioritisation program | 30000 | 0 | 30000
Pulteney Street-Taree | No 91 | No 91 | 15m | Replacement of failed k&G sections | As per standard K&G replacement drawing | as per the K&G prioritisation program | 9000 | 0 | 9000
Florence Street-Taree | Victoria Street | Taree High School | 160m | Replacement of failed k&G sections | As per standard K&G replacement drawing | as per the K&G prioritisation program | 96000 | 0 | 96000
Florence Street-Taree | No 5 | No 15 | 30m | Replacement of failed k&G sections | As per standard K&G replacement drawing | as per the K&G prioritisation program | 18000 | 0 | 18000
Dolphin Avenue-Taree | No 28 | No 28 | 20m | Replacement of failed k&G sections | As per standard K&G replacement drawing | as per the K&G prioritisation program | 12000 | 0 | 12000
Dolphin Avenue-Taree | No 36 | No 36 | 20m | Replacement of failed k&G sections | As per standard K&G replacement drawing | as per the K&G prioritisation program | 12000 | 0 | 12000
Winton Avenue-Taree | No 1 | Edinburgh Drive | 60m | Replacement of failed k&G sections | As per standard K&G replacement drawing | as per the K&G prioritisation program | 36000 | 0 | 36000
Cowen Road-Taree | No 26 | No 28 | 50m | Replacement of failed k&G sections | As per standard K&G replacement drawing | as per the K&G prioritisation program | 30000 | 0 | 30000
Gleneagle St-Taree | No 12 | No 14 | 60m | Replacement of failed k&G sections | As per standard K&G replacement drawing | as per the K&G prioritisation program | 36000 | 0 | 36000
Gleneagle St-Taree | No 4 | No 4 | 15m | Replacement of failed k&G sections | As per standard K&G replacement drawing | as per the K&G prioritisation program | 9000 | 0 | 9000
Pitt Street-Taree | No 60 | No 60 | 20m | Replacement of failed k&G sections | As per standard K&G replacement drawing | as per the K&G prioritisation program | 12000 | 0 | 12000
McRae Street-Taree | No 20 | No 30 | 120m | Replacement of failed k&G sections | As per standard K&G replacement drawing | as per the K&G prioritisation program | 72000 | 0 | 72000
McRae Street-Taree | No 3 | No 7 | 60m | Replacement of failed k&G sections | As per standard K&G replacement drawing | as per the K&G prioritisation program | 36000 | 0 | 36000
Nelson St-Taree | No 8 | No 10 | 30m | Replacement of failed k&G sections | As per standard K&G replacement drawing | as per the K&G prioritisation program | 18000 | 0 | 18000
Pioneer Street-Taree | No 5 | No 11 | 100m | Replacement of failed k&G sections | As per standard K&G replacement drawing | as per the K&G prioritisation program | 60000 | 0 | 60000
Pioneer Street-Taree | No 4 | No 10 | 60m | Replacement of failed k&G sections | As per standard K&G replacement drawing | as per the K&G prioritisation program | 36000 | 0 | 36000
Orana Cr-Taree | No 15 | No 23 | 70m | Replacement of failed k&G sections | As per standard K&G replacement drawing | as per the K&G prioritisation program | 42000 | 0 | 42000
Orana Cr-Taree | No 33 | No 35 | 15m | Replacement of failed k&G sections | As per standard K&G replacement drawing | as per the K&G prioritisation program | 9000 | 0 | 9000
Orana Cr-Taree | No 45 | No 47 | 25m | Replacement of failed k&G sections | As per standard K&G replacement drawing | as per the K&G prioritisation program | 15000 | 0 | 15000
Palanas Dr-Taree | No 44 | No 44 | 25m | Replacement of failed k&G sections | As per standard K&G replacement drawing | as per the K&G prioritisation program | 15000 | 0 | 15000
Palanas Dr-Taree | No 21 | No 21 | 10m | Replacement of failed k&G sections | As per standard K&G replacement drawing | as per the K&G prioritisation program | 6000 | 0 | 6000
Cornwall Street-Taree | No 100 | No 110 | 100m | Replacement of failed k&G sections | As per standard K&G replacement drawing | as per the K&G prioritisation program | 60000 | 0 | 60000
Cornwall Street-Taree | No 119 | No 129 | 120m | Replacement of failed k&G sections | As per standard K&G replacement drawing | as per the K&G prioritisation program | 72000 | 0 | 72000
Albert Street-Taree | No 112 | No 120 | 75m | Replacement of failed k&G sections | As per standard K&G replacement drawing | as per the K&G prioritisation program | 45000 | 0 | 45000
Footpath Renewal Program | [6 empty] | 100000
Manning Street -Taree | Coastal Computing | Price Pirates | 110m | Replacement of failed footpath | Replace existing concrete/AC overlayed footpath with matching pavers- project to be undertaken in line with proposed MCW works along the footpath- Rhett to liaise with MCW to organise the work and funding arrangement ( for re-instatement after water main replacement ) | included in SRV application to DLG as a project for SRV funding. Uneven concrete footpath has been overlayed with AC and disintergrated in some areas . Multiple trip hazards, very high pedestrian traffic . | 100000 | 0 | 100000
Traffic Facilities Program
Milligan Street- Chatham | At Shops |  | item | Pedestrian refuge and shared zone with traffic calming along shopping strip | As per the design | As per the Traffic Facilities prioritisation program | 60000 | 0 |  |  |  | 60000
BRIDGES & CAUSEWAYS
Timber Bridge/ Culvert replacment program | [6 empty] | 400000
Walls Lane Bridge( #B1164) | 1.1km from Pacific Hwy |  |  | Replacement of timber culvert with concrete pipe | Design and construction of replacment Pipe culvert | Small timber bridge(culvert) in very poor condition and high risk | 20000 | 0 |  | 20000
Marylands Road Bridge(#B1210) | 0.1km from Hilville Road |  |  | Replacement of timber culvert with concrete pipe | Design and construction of replacment Pipe culvert | OldTimber log culvert in very poor condition and high risk of loosing service potential | 35000 | 0 |  | 35000
Wallanbah Road Culvert @24.27( #C4835) | 24.27km from Candoormakh Creek Road |  |  | Replacement of timber culvert with concrete pipe | Design and construction of replacment Pipe culvert | OldTimber log culvert in very poor condition, Major Link road , high risk | 20000 | 0 |  | 20000
Wallanbah Road Culvert @26.11( #C4843) | 26.11km from Candoormakh Creek Road |  |  | Replacement of timber culvert with concrete pipe | Design and construction of replacment Pipe culvert | OldTimber log culvert in very poor condition, Major Link road , high risk | 20000 | 0 |  | 20000
Novendoc Road Culvert @38.32(#C3956) | 38.32km from Gloucester Road |  |  | Replacement of timber culvert with concrete pipe | Design and construction of replacment Pipe culvert | OldTimber log culvert in very poor condition, Major Link road , high risk | 30000 | 0 |  | 30000
Novendoc Road Culvert @38.74(#C3958) | 38.74km from Gloucester Road |  |  | Replacement of timber culvert with concrete pipe | Design and construction of replacment Pipe culvert | OldTimber log culvert in very poor condition, Major Link road , high risk | 15000 | 0 |  | 15000
Novendoc Road Culvert @43.7(#C3978) | 43.7km from Gloucester Road |  |  | Replacement of timber culvert with concrete pipe | Design and construction of replacment Pipe culvert | OldTimber log culvert in very poor condition, Major Link road , high risk | 15000 | 0 |  | 15000
Caparra Road Bridge @5km(#B1240) | 5km from Wherrol Flat Road |  |  | Replacement of timber bridge with RCBC (or single span bridge) | Design and construction of RCBC or single span bridge | Poorly constructed Old timber bridge is in very poor condition, Major collector road, High risk ( some damage has occurred in recent storms) | 245000 | 0 |  | 245000
DRAINAGE
Trunk Drainage
Illangari Circuit-Taree West | No 9 - Easement |  | Item | Repair/Replacement of damage Drainage line | Relining of existing pipe line | extensive damage to existing pipe line , Risk of property damage | 100000 | 0 | [8 empty] | 100000
Masden Terrace - Taree West | Masden Terrace |  | Item | Drainage Upgrade | Design and construction of new drainage line as per the previous investigation and recommendation | Severe flooding issue and property damage | 50000 | 0 | [8 empty] | 50000
Douglas Street - Taree | Douglas Street |  | Item | Drainage Upgrade | Design and construction of new drainage line as per the previous investigation and recommendation | Severe flooding issue and property damage | 50000 | 0 | [8 empty] | 50000
ASSET PLANNING
Minor Capital Works Program | [6 empty] | 100000
Replacement of Damage guard rails and at LC Jordon Bridge | Dumaresq Island Road |  |  | Minor capital replacement | Design of new guard rail on sourthern side of the bridge | Guard rails are completely rust damage and zero functionalty | 20000 | 0 | [9 empty] | 20000
Warrawilla road Cauways #2,#3 and #4 - approach treatments | Warrawilla Road |  |  | Minor capital repairs | Investigation,design and delivery of cost effective approach treatments to failed causeway upgrade projects | Severe and deep approach washout in even small flood events. Access restrictions and high re-instatement costs. Permenenet solution is necessary | 30000 | 0 | [9 empty] | 30000
Unallocated | [6 empty] | 50000 | [10 empty] | 50000
Bridge inspection | [6 empty] | 100000
Cedar party Creek Bridge(#1098) |  |  |  | Bridge inspection and assessment- Assets Management | Comprehensive Level 2 inspection and pile excavation inspection by qualified inspector. Also SLT deck inspection by qualified inspector | High priority, High risk, major timber bridge. Major traffic route . | 18000 | 0 | [9 empty] | 18000
Burrell Creek Bridge(#1052) |  |  |  | Bridge inspection and assessment- Assets Management | Comprehensive Level 2 inspection including Test Boring undertaken by qualified inspector | Large timber bridge more than 30 years old on a major road.regular inspection and testing is necessary to assess the bridge performance | 5000 | 0 | [9 empty] | 5000
McQueen Bridge( #1084) |  |  |  | Bridge inspection and assessment- Assets Management | Comprehensive Level 2 inspection including Test Boring undertaken by qualified inspector | Large timber bridge 57 years old on a major road. Regular inspection and testing is necessary to assess the bridge performance | 5000 | 0 | [9 empty] | 5000
Cox's Bridge(#1111) |  |  |  | Bridge inspection and assessment- Assets Management | Comprehensive Level 2 inspection including Test Boring undertaken by qualified inspector | Large timber bridge 57 years old on a major road. Regular inspection and testing is necessary to assess the bridge performance | 4000 | 0 | [9 empty] | 4000
Browns Creek Bridge(#1012) |  |  |  | Bridge inspection and assessment- Assets Management | Comprehensive Level 2 inspection including Test Boring undertaken by qualified inspector | Large timber bridge 48 years old on a major road. Regular inspection and testing is necessary to assess the bridge performance | 3000 | 0 | [9 empty] | 3000
Deep Creek Bridge(#1100) |  |  |  | Bridge inspection and assessment- Assets Management | Comprehensive Level 2 inspection including Test Boring undertaken by qualified inspector | Large timber bridge 73 years old on a major road. Regular inspection and testing is necessary to assess the bridge performance | 3000 | 0 | [9 empty] | 3000
Little Tiri Bridge ( #1071) |  |  |  | Bridge inspection and assessment- Assets Management | Comprehensive Level 2 inspection including Test Boring undertaken by qualified inspector | Large timber bridge 48 years old on a major road. Regular inspection and testing is necessary to assess the bridge performance | 3000 | 0 | [9 empty] | 3000
Possum Brush Road Bridge No 2(#1035) |  |  |  | Bridge inspection and assessment- Assets Management | Comprehensive Level 2 inspection including Test Boring undertaken by qualified inspector | Large timber bridge 48 years old on a major road. Regular inspection and testing is necessary to assess the bridge performance | 2000 | 0 | [9 empty] | 2000
Diamond Bridge(#1136) |  |  |  | Bridge inspection and assessment- Assets Management | Comprehensive Level 2 inspection including Test Boring undertaken by qualified inspector | Large timber bridge 48 years old on a major road. Regular inspection and testing is necessary to assess the bridge performance | 1000 | 0 | [9 empty] | 1000
Killabakh Creek Bridge(#1145) | Yarratt Road |  |  | Bridge inspection and assessment- Assets Management | Comprehensive Level 2 inspection including Test Boring undertaken by qualified inspector | Large timber bridge 65 years old on a major road. Regular inspection and testing is necessary to assess the bridge performance | 1000 | 0 | [9 empty] | 1000
Bohonock Bridge(#1153) | Manning Point Road @ch 3km from Old Bar Road |  |  | Bridge inspection and assessment- Assets Management | Comprehensive Level 2 inspection on concrete bridge including underwater inspection by qualified inspector | Major Concrete bridge 58 years old on a major road. comprehensive level 2 bridge inspection by qualified bridge inspector is necessary to assess the current condition | 30000 | 0 | [9 empty] | 30000
Ashlea Bridge( #1099) | Wherrol Flat Road @1.6km from Bulga Road |  |  | Bridge inspection and assessment- Assets Management | Comprehensive Level 2 inspection on concrete bridge including underwater inspection by qualified inspector | Major Concrete bridge 87 years old on a major road. comprehensive level 2 inspection by qualified bridge inspector is necessary to assess the current condition | 25000 | 0 | [9 empty] | 25000
Design and Investigation | [6 empty] | 50000 | 0 | [9 empty] | 50000
Consultancy Services | [6 empty] | 100000 | 0 | 100000
Street Lighting | [6 empty] | 750000 | 0 | [9 empty] | 750000
Acquisitions
Note on I10: gaminiw: Estimate only for stage 2 construction . Stage 3 will requires further $500,000 in 16/17 FY

## Draft_2 (Jan 15) (hidden)
Program/Projects | 2015/16
| Project Location | [7 empty] | SRV | R2R | BLOCK | BLOCK -Traffic Facilities | STATE SPECIAL GRANT- Moorland/Johns River Bypass handover- RESERVE | STATE SPECIAL GRANT- Coopernook Bypass handover - RESERVE | REPAIR | S94 | Drainage Levy | Gen Fund | Federal Grant
[8 empty] | Total Available | 2600000 | 2371483 | 800000 | 60000 | 593000 | 225000 | 220000 | 350000 | 300000 | 1000000 | 6860000
[8 empty] | Total Allocated | 2600000 | 2371483 | 800000 | 60000 | 593000 | 225000 | 220000 | 350000 | 200000 | 1000000 | 6860000
| From | To | Length/ Area | Description of Works | Project scope | Prioritisation Criteria | Cost Estimate |  | 0 | 0 | 0 | 0 | 0 | 0 | 0 | 0 | 100000 | 0 | 0
ROADS
Regional Roads Program | [6 empty] | 4190000
REPAIR program The Bucketts Way | Property No 3732 | Fire Station Road | 280m | in-situ Stabilisation and AC re-surfacing including sub soil drainage if necessary | I&D to review existing design prepared by SMEC . Review pavement design ,project length and drainage requirements | Regional road( main link Road)- project was identified as part of Bucketts way upgrade project under Federal Funding arrangement but drop-off due to short of funding and late addition to REPAIR program and RMS approved for funding | 440000 | 0 |  |  | 220000 |  |  |  | 220000
Old Bar Road / Manning Point Road Intersection | 100m before Intersection | 100m after intersection | 200m + 150m onto Manning point road | Road widening including widening of existing box culvert,re-alignment and improvement to the intersection including pavement re-constructions | review of design done by LEGS , prepare separate construction plans . Project delivery by IS or externaly | Regional Road. Identified as a high priority project due to safety concerns. 13 accidents in last 5 years, identified in 2001 S94 plan for improvents due to increase in traffic in Old Bar road. Also listed in RMS REPAIR program . Application was made to safer roads program for funding in 2015/16 | 750000 | 0 |  |  | 400000 |  |  |  |  | 350000
The Lakes Way - Godfrey Hill Road to Talabah Close- stage 2 | Godfrey Hill Rd | Talabah Cl | 600m | Re construction /Re-alignment and drainage improvement- continue from stage 1 | Continue from stage 1 project | Regional , main link road, substandard section of road, very poor condition and alignment, major drainage issues | 500000 | 0 |  | 320000 | 180000
Gloucester Road Stage 1 & 2 | West of Boundary Road | North of Killawarra Bridge | various sections - TBC | Reconstruction / Re alignment including widening, drainage and intersection improvements | Review of Design to be completed by LGES, extent of works to be confirmed (priority to Stage 1), tenders called, contract project management. | Federal Grant - Greater Taree Roads and Bridges | 2500000 | [11 empty] | 2500000
Local Roads Reconstruction program | [6 empty] | 1000000
Manning Street-Taree | Exchange Hotel | Exchange Hotel | 40m | Pavement reconstruction,replacement of damaged k&G,reconstruction of damage footpath | Geotechnical and drainage investigation, pavement design and footpath design ( possible extension of BP footpath)-Liaise with adjoining business owners regarding adjusments to driveways and contribution | Very poor section of road in CBD area, High vehicular and pedestrian traffic to access park, medical facility and commercial facilities. Heavily uneven and cracked footpath with unsuccessfull AC overlay is a high risk to the pedestrians | 200000 | 0 | 50000 | 150000
Nowendoc Road | 550m from Karaak Flat Road | 750m from Karaak Flat Road | 200m | Pavement reconstruction/renewal | Geotechnical investigation and Pavement design to reconstruct failed section of road on existing alignment. No widening , No upgrade | Previously identified SRV project. Severe pavement damage , high roughness and rutting. Major Link Road , | 150000 | 0 |  | 150000
Pultney Street stage 2 | Victoria Street | Albert Street | 200m | Pavement reconstruction, extension of BP footpath | Design and documentation complete | Carry over project. High priority project as significant pavement failure | 500000 | 0 |  | 500000
Muldoon Street/Kanangra Drive Roundabout - Taree | Muldoon Street | Muldoon Street | Roundabout and approaches - TBC | Pavement reconstruction/renewal | Geothecnical investigation and flexible pavement design to reconstruct failed pavement - | Severe pavement failure, Major road( Sub Arterial) , High maintenance cost, high risk | 150000 | 0 | 150000
Bucketts Way Stage 2 | West of Landfill | Bootawa Road | Part 6km | Reconstruction / Re alignment including widening, drainage and intersection improvements | Review of Design to be completed by LGES, extent of works to be confirmed (based on remaining $ post completion of Stage 1 & 4), tenders called, contract project management. | Federal Grant - Bucketts Way Upgrade | 960000 | [11 empty] | 960000
Bucketts Way Stage 4 | East of Bobo Creek Road | Middleton Joyce Bridge | 400m | Reconstruction / Re alignment including widening, drainage and intersection improvements | Review of Design to be completed by LGES, tenders called, contract project management. | Federal Grant - Bucketts Way Upgrade | 3400000 | [11 empty] | 3400000
Local Roads Rehab/ Reseal program | [6 empty] | 1669483
Blackhead Road- Hallidays Point | 100m before High Street | High street- Roundabout | 100m | Rehab/Reseal | further investigation for cost effective treatment options ( Thin AC overlay , scarify and re-compact with two coat seal, etc)) | severe pavement failure, major traffic route, | 80000 | 0 |  | 80000
Nowendoc Road - Mt George | General Store - Mt George | Driveway @ property No 1609 | 1800m /10080m2 | Reseal | Reseal prepation including minor heavy patching, edge patching, drainage improvement- 10mm Microsurfacing or 10mm PMB seal | existing seal has reached end of life. Extensive surface defects, higher maintenance( pothole patching cost) , major link road | 120000 | 0 |  | 120000
Saltwater Road- Wallbi point | 309 Saltwater Rd | Start of recent seal( 387 Saltwater Road | 800m/9600m2 | Reseal | Reseal prepation including minor patching - 10mm PMB reseal | existing seal has reached end of life. Surface defects, major residential/recreational collector road | 100000 | 0 |  | 100000
Muldoon Street- Taree | Kanangra Drive | Wingham Road | 1900m/25830m2 | Reseal | Reseal prepation including minor patching - 10mm PMB reseal - texture testing and re-seal design | Existing seal has reached end of its useful life. Surface defects, Major traffic route, commercial and residential( sub arterial road) | 250000 | 0 |  | 250000
Maiden Avenue- Taree West | Wingham Road | Coulston Avenue | 373m/3133m2 | Reseal | Reseal prepation including minor patching - 10mm PMB - Texture testing and re-seal design | Existing seal has reached its end of useful life and renewal of seal is well overdue . Severe surface defects and cracked surface. High traffic volume road near school. Re-sealing at this stage will prevent further pavement damage | 30000 | 0 |  | 30000
Deb Street | Wingham Road | Commerce Street | 411/4728m2 | Reseal | Minor re-seal preparation. 10mm PMB - Texture testing and re-seal design | Existing seal has reached its end of useful life and renewal of seal is well overdue . Severe surface defects and cracked surface. High traffic volume road near school. Re-sealing at this stage will prevent further pavement damage | 35000 | 0 |  | 35000
Albert Street- Taree | Pulteney Street | Manning Street | 210m/3380m2 | Reseal | Drainage investigation, Reseal preparation works including minor heavy patching, subsoil drainage and resurface with 30mm AC10. further investigation on to suitability of SFT microsurfacing | Resurfaceing is well overdue for this section of road. Pavement damages due to surface failure. Major traffic route within CBD area | 125000 | 0 |  | 125000
Bushland Drive-Taree | Grey Gum Road | Wingham Road | 593m/4760m2 | Reseal | Reseal prepation including minor patching - 10mm PMB reseal - texture testing and seal design | existing seal surface has reached end of life showing surface defects. Major traffic route | 50000 | 0 |  | 50000
Combined Street-Wingham | Rowley Street | Winter Street | 354m/5000m2 | Reseal | Reseal prepation including minor heavy patching - 10mm PMB reseal - texture testing and seal design | existing seal surface has reached end of life showing surface defects. Local Major street- K&G replacements done in 2014/15 | 61483 | 0 |  | 61483
Koolangarra Way - Johns River | Hwy South ( last property Access) | Johns River Road( End of intersection work) | 1110m/9000m2 | Reseal | Minor Heavy patching, Edge patching, Reseal(14mm C320) only 8m width and line marking( scoping as per handover agreement) | Pacific Highway Handover project | 153000 | 0 |  |  |  |  | 153000
Jericho Road- Moorland | Hwy exit(south) -Long Pine Road | Henrys Lane | 2000m/16000m2 | Rehab/Reseal | Scoping( as per the handover agreement), investigation and design of Heavy patching and minor pavement /shoulder reconstruction at railway bridge and near service station. Drainage improvement and reseal(14mm C320) and line marking | Pacific Highway Handover project | 440000 | 0 |  |  |  |  | 440000
George Gibson Drive- Coopernook | Coopernook Hotel | Two Mile Creek Road | 1900m/15200m2 | Reseal | Rationalise road width to minimum required for the road class, minor heavy patching and re-seal with 10mm PMB | Pacific Highway Handover project | 225000 | 0 |  |  |  |  | . | 225000
Unsealed Road re-sheeting program | [6 empty] | 1000000
Bulga Road | Swans Road | Coolings Road | 7km | Gravel Re-sheeting | 100mm compacted gravel resheeting with materail extracted from top landslip site on bulga road - this material may need to be blended with material at lower quarry site before placing. |  | 210000 | 0 | 210000
Colling Road | Bulga Road | Council Boundary | 6km | Gravel Re-sheeting | 100mm compacted gravel resheeting with materail extracted from top landslip site on bulga road - this material may need to be blended with material at lower quarry site before placing. |  | 180000 | 0 | 180000
Dargaville Road | Wallanbah Road | Turf Farm( end last resheet) | 6km |  |  |  | 310000 | 0 | 310000
Allocation for Wetgrade team | [6 empty] | 300000 | 0 | 300000
K&G Replacement Program | [6 empty] | 1200000
Mccullagh Lane- Wingham | No 15 Farquhar St - back access |  | 35m | Replacement of failed k&G sections | As per standard K&G replacement drawing | as per the K&G prioritisation program | 21000 | 0 | 21000
Maitland Lane- Wingham | Issabella St | back of 24, Bent St | 115m | Replacement of failed k&G sections | As per standard K&G replacement drawing | as per the K&G prioritisation program | 69000 | 0 | 69000
Drury Close - Old Bar | No 5 | No 6 | 200m | Replacement of failed k&G sections | As per standard K&G replacement drawing | as per the K&G prioritisation program | 120000 | 0 | 120000
Molong Road-Old Bar | No 10 | No 26 | 200m | Replacement of failed k&G sections | As per standard K&G replacement drawing | as per the K&G prioritisation program | 120000 | 0 | 120000
Molong Road-Old Bar | No 13 | No 23 | 140m | Replacement of failed k&G sections | As per standard K&G replacement drawing | as per the K&G prioritisation program | 84000 | 0 | 84000
Beeton Parade -Taree | No 10 | No 14 | 50m | Replacement of failed k&G sections | As per standard K&G replacement drawing | as per the K&G prioritisation program | 30000 | 0 | 30000
Pulteney Street-Taree | No 91 | No 91 | 15m | Replacement of failed k&G sections | As per standard K&G replacement drawing | as per the K&G prioritisation program | 9000 | 0 | 9000
Florence Street-Taree | Victoria Street | Taree High School | 160m | Replacement of failed k&G sections | As per standard K&G replacement drawing | as per the K&G prioritisation program | 96000 | 0 | 96000
Florence Street-Taree | No 5 | No 15 | 30m | Replacement of failed k&G sections | As per standard K&G replacement drawing | as per the K&G prioritisation program | 18000 | 0 | 18000
Dolphin Avenue-Taree | No 28 | No 28 | 20m | Replacement of failed k&G sections | As per standard K&G replacement drawing | as per the K&G prioritisation program | 12000 | 0 | 12000
Dolphin Avenue-Taree | No 36 | No 36 | 20m | Replacement of failed k&G sections | As per standard K&G replacement drawing | as per the K&G prioritisation program | 12000 | 0 | 12000
Winton Avenue-Taree | No 1 | Edinburgh Drive | 60m | Replacement of failed k&G sections | As per standard K&G replacement drawing | as per the K&G prioritisation program | 36000 | 0 | 36000
Cowen Road-Taree | No 26 | No 28 | 50m | Replacement of failed k&G sections | As per standard K&G replacement drawing | as per the K&G prioritisation program | 30000 | 0 | 30000
Gleneagle St-Taree | No 12 | No 14 | 60m | Replacement of failed k&G sections | As per standard K&G replacement drawing | as per the K&G prioritisation program | 36000 | 0 | 36000
Gleneagle St-Taree | No 4 | No 4 | 15m | Replacement of failed k&G sections | As per standard K&G replacement drawing | as per the K&G prioritisation program | 9000 | 0 | 9000
Pitt Street-Taree | No 60 | No 60 | 20m | Replacement of failed k&G sections | As per standard K&G replacement drawing | as per the K&G prioritisation program | 12000 | 0 | 12000
McRae Street-Taree | No 20 | No 30 | 120m | Replacement of failed k&G sections | As per standard K&G replacement drawing | as per the K&G prioritisation program | 72000 | 0 | 72000
McRae Street-Taree | No 3 | No 7 | 60m | Replacement of failed k&G sections | As per standard K&G replacement drawing | as per the K&G prioritisation program | 36000 | 0 | 36000
Nelson St-Taree | No 8 | No 10 | 30m | Replacement of failed k&G sections | As per standard K&G replacement drawing | as per the K&G prioritisation program | 18000 | 0 | 18000
Pioneer Street-Taree | No 5 | No 11 | 100m | Replacement of failed k&G sections | As per standard K&G replacement drawing | as per the K&G prioritisation program | 60000 | 0 | 60000
Pioneer Street-Taree | No 4 | No 10 | 60m | Replacement of failed k&G sections | As per standard K&G replacement drawing | as per the K&G prioritisation program | 36000 | 0 | 36000
Orana Cr-Taree | No 15 | No 23 | 70m | Replacement of failed k&G sections | As per standard K&G replacement drawing | as per the K&G prioritisation program | 42000 | 0 | 42000
Orana Cr-Taree | No 33 | No 35 | 15m | Replacement of failed k&G sections | As per standard K&G replacement drawing | as per the K&G prioritisation program | 9000 | 0 | 9000
Orana Cr-Taree | No 45 | No 47 | 25m | Replacement of failed k&G sections | As per standard K&G replacement drawing | as per the K&G prioritisation program | 15000 | 0 | 15000
Palanas Dr-Taree | No 44 | No 44 | 25m | Replacement of failed k&G sections | As per standard K&G replacement drawing | as per the K&G prioritisation program | 15000 | 0 | 15000
Palanas Dr-Taree | No 21 | No 21 | 10m | Replacement of failed k&G sections | As per standard K&G replacement drawing | as per the K&G prioritisation program | 6000 | 0 | 6000
Cornwall Street-Taree | No 100 | No 110 | 100m | Replacement of failed k&G sections | As per standard K&G replacement drawing | as per the K&G prioritisation program | 60000 | 0 | 60000
Cornwall Street-Taree | No 119 | No 129 | 120m | Replacement of failed k&G sections | As per standard K&G replacement drawing | as per the K&G prioritisation program | 72000 | 0 | 72000
Albert Street-Taree | No 112 | No 120 | 75m | Replacement of failed k&G sections | As per standard K&G replacement drawing | as per the K&G prioritisation program | 45000 | 0 | 45000
Footpath Renewal Program | [6 empty] | 100000
Manning Street -Taree | Coastal Computing | Price Pirates | 110m | Replacement of failed footpath | Replace existing concrete/AC overlayed footpath with matching pavers- project to be undertaken in line with proposed MCW works along the footpath- Rhett to liaise with MCW to organise the work and funding arrangement ( for re-instatement after water main replacement ) | included in SRV application to DLG as a project for SRV funding. Uneven concrete footpath has been overlayed with AC and disintergrated in some areas . Multiple trip hazards, very high pedestrian traffic . | 100000 | 0 | 100000
Traffic Facilities Program
Milligan Street- Chatham | At Shops |  | item | Pedestrian refuge and shared zone with traffic calming along shopping strip | As per the design | As per the Traffic Facilities prioritisation program | 60000 | 0 |  |  |  | 60000
BRIDGES & CAUSEWAYS
Timber Bridge/ Culvert replacment program | [6 empty] | 400000
Walls Lane Bridge( #B1164) | 1.1km from Pacific Hwy |  |  | Replacement of timber culvert with concrete pipe | Design and construction of replacment Pipe culvert | Small timber bridge(culvert) in very poor condition and high risk | 20000 | 0 |  | 20000
Marylands Road Bridge(#B1210) | 0.1km from Hilville Road |  |  | Replacement of timber culvert with concrete pipe | Design and construction of replacment Pipe culvert | OldTimber log culvert in very poor condition and high risk of loosing service potential | 35000 | 0 |  | 35000
Wallanbah Road Culvert @24.27( #C4835) | 24.27km from Candoormakh Creek Road |  |  | Replacement of timber culvert with concrete pipe | Design and construction of replacment Pipe culvert | OldTimber log culvert in very poor condition, Major Link road , high risk | 20000 | 0 |  | 20000
Wallanbah Road Culvert @26.11( #C4843) | 26.11km from Candoormakh Creek Road |  |  | Replacement of timber culvert with concrete pipe | Design and construction of replacment Pipe culvert | OldTimber log culvert in very poor condition, Major Link road , high risk | 20000 | 0 |  | 20000
Novendoc Road Culvert @38.32(#C3956) | 38.32km from Gloucester Road |  |  | Replacement of timber culvert with concrete pipe | Design and construction of replacment Pipe culvert | OldTimber log culvert in very poor condition, Major Link road , high risk | 30000 | 0 |  | 30000
Novendoc Road Culvert @38.74(#C3958) | 38.74km from Gloucester Road |  |  | Replacement of timber culvert with concrete pipe | Design and construction of replacment Pipe culvert | OldTimber log culvert in very poor condition, Major Link road , high risk | 15000 | 0 |  | 15000
Novendoc Road Culvert @43.7(#C3978) | 43.7km from Gloucester Road |  |  | Replacement of timber culvert with concrete pipe | Design and construction of replacment Pipe culvert | OldTimber log culvert in very poor condition, Major Link road , high risk | 15000 | 0 |  | 15000
Caparra Road Bridge @5km(#B1240) | 5km from Wherrol Flat Road |  |  | Replacement of timber bridge with RCBC (or single span bridge) | Design and construction of RCBC or single span bridge | Poorly constructed Old timber bridge is in very poor condition, Major collector road, High risk ( some damage has occurred in recent storms) | 245000 | 0 |  | 245000
DRAINAGE
Trunk Drainage
Illangari Circuit-Taree West | No 9 - Easement |  | Item | Repair/Replacement of damage Drainage line | Relining of existing pipe line | extensive damage to existing pipe line , Risk of property damage | 100000 | 0 | [8 empty] | 100000
Masden Terrace - Taree West | Masden Terrace |  | Item | Drainage Upgrade | Design and construction of new drainage line as per the previous investigation and recommendation | Severe flooding issue and property damage | 50000 | 0 | [8 empty] | 50000
Douglas Street - Taree | Douglas Street |  | Item | Drainage Upgrade | Design and construction of new drainage line as per the previous investigation and recommendation | Severe flooding issue and property damage | 50000 | 0 | [8 empty] | 50000
ASSET PLANNING
Minor Capital Works Program | [6 empty] | 100000
Replacement of Damage guard rails and at LC Jordon Bridge | Dumaresq Island Road |  |  | Minor capital replacement | Design of new guard rail on sourthern side of the bridge | Guard rails are completely rust damage and zero functionalty | 20000 | 0 | [9 empty] | 20000
Warrawilla road Cauways #2,#3 and #4 - approach treatments | Warrawilla Road |  |  | Minor capital repairs | Investigation,design and delivery of cost effective approach treatments to failed causeway upgrade projects | Severe and deep approach washout in even small flood events. Access restrictions and high re-instatement costs. Permenenet solution is necessary | 30000 | 0 | [9 empty] | 30000
Unallocated | [6 empty] | 50000 | [10 empty] | 50000
Bridge inspection | [6 empty] | 100000
Cedar party Creek Bridge(#1098) |  |  |  | Bridge inspection and assessment- Assets Management | Comprehensive Level 2 inspection and pile excavation inspection by qualified inspector. Also SLT deck inspection by qualified inspector | High priority, High risk, major timber bridge. Major traffic route . | 18000 | 0 | [9 empty] | 18000
Burrell Creek Bridge(#1052) |  |  |  | Bridge inspection and assessment- Assets Management | Comprehensive Level 2 inspection including Test Boring undertaken by qualified inspector | Large timber bridge more than 30 years old on a major road.regular inspection and testing is necessary to assess the bridge performance | 5000 | 0 | [9 empty] | 5000
McQueen Bridge( #1084) |  |  |  | Bridge inspection and assessment- Assets Management | Comprehensive Level 2 inspection including Test Boring undertaken by qualified inspector | Large timber bridge 57 years old on a major road. Regular inspection and testing is necessary to assess the bridge performance | 5000 | 0 | [9 empty] | 5000
Cox's Bridge(#1111) |  |  |  | Bridge inspection and assessment- Assets Management | Comprehensive Level 2 inspection including Test Boring undertaken by qualified inspector | Large timber bridge 57 years old on a major road. Regular inspection and testing is necessary to assess the bridge performance | 4000 | 0 | [9 empty] | 4000
Browns Creek Bridge(#1012) |  |  |  | Bridge inspection and assessment- Assets Management | Comprehensive Level 2 inspection including Test Boring undertaken by qualified inspector | Large timber bridge 48 years old on a major road. Regular inspection and testing is necessary to assess the bridge performance | 3000 | 0 | [9 empty] | 3000
Deep Creek Bridge(#1100) |  |  |  | Bridge inspection and assessment- Assets Management | Comprehensive Level 2 inspection including Test Boring undertaken by qualified inspector | Large timber bridge 73 years old on a major road. Regular inspection and testing is necessary to assess the bridge performance | 3000 | 0 | [9 empty] | 3000
Little Tiri Bridge ( #1071) |  |  |  | Bridge inspection and assessment- Assets Management | Comprehensive Level 2 inspection including Test Boring undertaken by qualified inspector | Large timber bridge 48 years old on a major road. Regular inspection and testing is necessary to assess the bridge performance | 3000 | 0 | [9 empty] | 3000
Possum Brush Road Bridge No 2(#1035) |  |  |  | Bridge inspection and assessment- Assets Management | Comprehensive Level 2 inspection including Test Boring undertaken by qualified inspector | Large timber bridge 48 years old on a major road. Regular inspection and testing is necessary to assess the bridge performance | 2000 | 0 | [9 empty] | 2000
Diamond Bridge(#1136) |  |  |  | Bridge inspection and assessment- Assets Management | Comprehensive Level 2 inspection including Test Boring undertaken by qualified inspector | Large timber bridge 48 years old on a major road. Regular inspection and testing is necessary to assess the bridge performance | 1000 | 0 | [9 empty] | 1000
Killabakh Creek Bridge(#1145) | Yarratt Road |  |  | Bridge inspection and assessment- Assets Management | Comprehensive Level 2 inspection including Test Boring undertaken by qualified inspector | Large timber bridge 65 years old on a major road. Regular inspection and testing is necessary to assess the bridge performance | 1000 | 0 | [9 empty] | 1000
Bohonock Bridge(#1153) | Manning Point Road @ch 3km from Old Bar Road |  |  | Bridge inspection and assessment- Assets Management | Comprehensive Level 2 inspection on concrete bridge including underwater inspection by qualified inspector | Major Concrete bridge 58 years old on a major road. comprehensive level 2 bridge inspection by qualified bridge inspector is necessary to assess the current condition | 30000 | 0 | [9 empty] | 30000
Ashlea Bridge( #1099) | Wherrol Flat Road @1.6km from Bulga Road |  |  | Bridge inspection and assessment- Assets Management | Comprehensive Level 2 inspection on concrete bridge including underwater inspection by qualified inspector | Major Concrete bridge 87 years old on a major road. comprehensive level 2 inspection by qualified bridge inspector is necessary to assess the current condition | 25000 | 0 | [9 empty] | 25000
Design and Investigation | [6 empty] | 50000 | 0 | [9 empty] | 50000
Consultancy Services | [6 empty] | 100000 | 0 | 100000
Street Lighting | [6 empty] | 750000 | 0 | [9 empty] | 750000
Acquisitions
Note on I10: gaminiw: Estimate only for stage 2 construction . Stage 3 will requires further $500,000 in 16/17 FY

## 2015_16 (hidden)
Program / Projects | 2015/16 | [17 empty] | Carry Over
| Project Location | [5 empty] | Funding Source | Council Infrastructure Special Rate Variation | Federal Roads to Recovery Grant | RMS Block Grant | RMS Block Grant - Traffic Facilities Component | State Special Grant - Moorland / Johns River Bypass handover Reserve | State Special Grant - Coopernook Bypass handover Reserve | RMS Repair Program Grant | Federal Blackspot Program | S94 Developer Contribution Reserve | Stormwater Drainage Levy Reserve | Council General Fund | Carry Over - Federal Special Grant | Carry Over - Infrastructure SRV | Carry Over - Grants and others | State Fixing Country Roads Grant
[7 empty] | Total Available | 3091000 | 3687461 | 800000 | 60000 | 593000 | 225000 | 220000 | 851000 | 350000 | 240000 | 1000000 | 6860000 | 650000 |  | 540000 | 15906461
[7 empty] | Total Allocated | 3091000 | 3687461 | 800000 | 60000 | 593000 | 225000 | 220000 | 851000 | 350000 | 240000 | 1000000 | 6860000 | 501799 | 227318 | 540000
| From | To | Length/ Area | Description of Works | Project scope | Prioritisation Criteria | Cost Estimate
ROADS | [7 empty] | 0 | 0 | 0 | 0 | 0 | 0 | 0 | 0 | 0 | 0 | 0 | 0 | 148201 |  | 0
Regional Roads Program | [6 empty] | 4649247
REPAIR program The Bucketts Way | Property No 3732 | Fire Station Road | 280m | In-situ Stabilisation and AC re-surfacing including sub soil drainage as required. | I&D to review existing design prepared by SMEC . Review pavement design ,project length and drainage requirements | Regional road( main link Road)- project was identified as part of Bucketts way upgrade project under Federal Funding arrangement but drop-off due to short of funding and late addition to REPAIR program and RMS approved for funding | 440000 |  |  | 220000 |  |  |  | 220000
Old Bar Road / Manning Point Road Intersection | 100m before Intersection | 100m after intersection | 200m + 150m onto Manning point road | Road widening including widening of existing box culvert, re-alignment and improvement to the intersection including pavement re-construction. Reseal from Wariba Road | review of design done by LEGS , prepare separate construction plans . Project delivery by IS or externaly | Regional Road. Identified as a high priority project due to safety concerns. 13 accidents in last 5 years, identified in 2001 S94 plan for improvents due to increase in traffic in Old Bar road. Also listed in RMS REPAIR program . Application was made to safer roads program for funding in 2015/16 | 750000 |  |  | 400000 | [5 empty] | 350000
The Lakes Way - Godfrey Hill Road to Talabah Close- stage 2 | Godfrey Hill Rd | Talabah Cl | 600m | Re construction including re-alignment and drainage improvement- progressive from Stage 1 | Continue from stage 1 project | Regional , main link road, substandard section of road, very poor condition and alignment, major drainage issues | 959247 |  | 320000 | 180000 | [9 empty] | 231929 | 227318
Gloucester Road Stage 1 & 2 | West of Boundary Road | North of Killawarra Bridge | various sections - TBC | Reconstruction and re alignment including widening, drainage and intersection improvements | Review of Design to be completed by LGES, extent of works to be confirmed (priority to Stage 1), tenders called, contract project management. | Federal Grant - Greater Taree Roads and Bridges | 2500000 | [11 empty] | 2500000
Local Roads Reconstruction program | [6 empty] | 6850870
Manning Street-Taree | Exchange Hotel | Exchange Hotel | 40m | Pavement reconstruction, replacement of damaged k&G and footpath | Geotechnical and drainage investigation, pavement design and footpath design ( possible extension of BP footpath)-Liaise with adjoining business owners regarding adjusments to driveways and contribution | Very poor section of road in CBD area, High vehicular and pedestrian traffic to access park, medical facility and commercial facilities. Heavily uneven and cracked footpath with unsuccessfull AC overlay is a high risk to the pedestrians | 200000 | 50000 | 150000
Harrington Road - Harrington - Stage 1 | Cattai Creek Bridge | Christies Lane | 1500m | Pavement rehabilitation and Realignment | Survey and design for realignment of the corner at longworths Road, Geotechnical investigation and Pavement design | road section does not comply with current standard( alignment) , high risk , Pavement failure , high maintenance cost | 500000 |  | 500000
Nowendoc Road | 550m from Karaak Flat Road | 750m from Karaak Flat Road | 200m | Pavement reconstruction | Geotechnical investigation and Pavement design to reconstruct failed section of road on existing alignment. No widening , No upgrade | Previously identified SRV project. Severe pavement damage , high roughness and rutting. Major Link Road , | 150000 |  | 150000
Pulteney Street stage 2 | Victoria Street | Albert Street | 200m | Pavement reconstruction | Design and documentation complete | Carry over project. High priority project as significant pavement failure | 1069870 |  | 800000 | [10 empty] | 269870
Muldoon Street/Kanangra Drive Roundabout - Taree | Muldoon Street | Muldoon Street | Roundabout and approaches - TBC | Pavement reconstruction | Geothecnical investigation and flexible pavement design to reconstruct failed pavement - | Severe pavement failure, Major road( Sub Arterial) , High maintenance cost, high risk | 215000 | 215000
Combined /Dennes Street- Wingham | Wynter Street | Farquhar Street | 980m | Pavement reconstruction (failed sections), K&G replacment(failed sections), drainage improvement and resurfacing | Geothecnical investigation, pavement design for failed sections, Drainage investigation,identify failed k&G sections | Severe pavement failure, Major road( Sub Arterial) , High maintenance cost, high risk | 356000 | 356000
Bucketts Way Stage 2 | West of Landfill | Bootawa Road | Part 6km | Reconstruction abd re alignment including widening, drainage and intersection improvements | Review of Design to be completed by LGES, extent of works to be confirmed (based on remaining $ post completion of Stage 1 & 4), tenders called, contract project management. | Federal Grant - Bucketts Way Upgrade | 960000 | [11 empty] | 960000
Bucketts Way Stage 4 | East of Bobo Creek Road | Middleton Joyce Bridge | 400m | Reconstruction abd re alignment including widening, drainage and intersection improvements | Review of Design to be completed by LGES, tenders called, contract project management. | Federal Grant - Bucketts Way Upgrade | 3400000 | [11 empty] | 3400000
Local Roads Rehab/ Reseal program | [6 empty] | 2185461
Blackhead Road- Hallidays Point | 100m before High Street | High street- Roundabout | 100m | Rehabilitation | further investigation for cost effective treatment options ( Thin AC overlay , scarify and re-compact with two coat seal, etc)) | severe pavement failure, major traffic route, | 80000 |  | 80000
Nowendoc Road - Mt George | General Store - Mt George | Driveway @ property No 1609 | 1700m /9500m2 | Rehabilitation/Reseal | Insitu stabalisation of 150mm woth 1.5% lime , Primer Seal and 14/7 DD PMB seal | existing seal has reached end of life. Extensive surface defects, higher maintenance( pothole patching cost) , major link road | 200000 |  | 200000
Nowendoc Road - Mt George | Killawarra Road | General Store - Mt George |  | Reseal | Reseal prepation including minor patching , Edge patching- 10mm PMB reseal | existing seal has reached end of life. Extensive surface defects, higher maintenance( pothole patching cost) , major link road | 450978 |  | 450978
Saltwater Road- Wallabi Point | 309 Saltwater Rd | Start of recent seal( 387 Saltwater Road | 800m/9600m2 | Reseal | Reseal prepation including minor patching - 10mm PMB reseal | existing seal has reached end of life. Surface defects, major residential/recreational collector road | 100000 |  | 100000
Muldoon Street- Taree | Kanangra Drive | Wingham Road | 1900m/25830m2 | Reseal | Reseal prepation including minor patching - 10mm PMB reseal - texture testing and re-seal design | Existing seal has reached end of its useful life. Surface defects, Major traffic route, commercial and residential( sub arterial road) | 235000 |  | 235000
Maiden Avenue- Taree West | Wingham Road | Coulston Avenue | 373m/3133m2 | Reseal | Reseal prepation including minor patching - 10mm PMB - Texture testing and re-seal design | Existing seal has reached its end of useful life and renewal of seal is well overdue . Severe surface defects and cracked surface. High traffic volume road near school. Re-sealing at this stage will prevent further pavement damage | 30000 |  | 30000
Deb Street | Wingham Road | Commerce Street | 411/4728m2 | Reseal | Minor re-seal preparation. 10mm PMB - Texture testing and re-seal design | Existing seal has reached its end of useful life and renewal of seal is well overdue . Severe surface defects and cracked surface. High traffic volume road near school. Re-sealing at this stage will prevent further pavement damage | 35000 |  | 35000
Albert Street- Taree | Pulteney Street | Manning Street | 210m/3380m2 | Reseal | Drainage investigation, Reseal preparation works including minor heavy patching, subsoil drainage and resurface with 30mm AC10. further investigation on to suitability of SFT microsurfacing | Resurfaceing is well overdue for this section of road. Pavement damages due to surface failure. Major traffic route within CBD area | 125000 |  | 125000
Bushland Drive-Taree | Grey Gum Road | Wingham Road | 593m/4760m2 | Reseal | Reseal prepation including minor patching - 10mm PMB reseal - texture testing and seal design | existing seal surface has reached end of life showing surface defects. Major traffic route | 50000 |  | 50000
Combined Street-Wingham | Rowley Street | Winter Street | 354m/5000m2 | Reseal | Reseal prepation including minor heavy patching - 10mm PMB reseal - texture testing and seal design | existing seal surface has reached end of life showing surface defects. Local Major street- K&G replacements done in 2014/15 | 61483 |  | 61483
Koolangarra Way - Johns River | Hwy South ( last property Access) | Johns River Road( End of intersection work) | 1110m/9000m2 | Reseal | Minor Heavy patching, Edge patching, Reseal(14mm C320) only 8m width and line marking( scoping as per handover agreement) | Pacific Highway Handover project | 153000 |  |  |  |  | 153000
Jericho Road- Moorland | Hwy exit(south) -Long Pine Road | Henrys Lane | 2000m/16000m2 | Rehabilitation | Scoping( as per the handover agreement), investigation and design of Heavy patching and minor pavement /shoulder reconstruction at railway bridge and near service station. Drainage improvement and reseal(14mm C320) and line marking | Pacific Highway Handover project | 440000 |  |  |  |  | 440000
George Gibson Drive- Coopernook | Coopernook Hotel | Two Mile Creek Road | 1900m/15200m2 | Reseal | Rationalise road width to minimum required for the road class, minor heavy patching and re-seal with 10mm PMB | Pacific Highway Handover project | 225000 |  |  |  |  | . | 225000
Blackspot program | [6 empty] | 851000
High Street - Taree | High Street/ Flett Street Intersection |  | item | New Roundabout installation | Design and construction of new single lane roundabout | Blackspot funding application and approvals | 448000 | [7 empty] | 448000
The Lakesway - Rainbow Flat | 150m South of Spicers Road | 250m North of Spicers Road | 400m | Road updrade | Updrage road surface, install curve alignment markers, curve and advisory signs and extend shoulder | Blackspot funding application and approvals | 403000 | [7 empty] | 403000
Unsealed Road re-sheeting program | [6 empty] | 1000000
Bulga Road | Swans Road | Coolings Road | 7km | Gravel re-sheeting | 100mm compacted gravel resheeting with materail extracted from top landslip site on bulga road - this material may need to be blended with material at lower quarry site before placing. |  | 210000 | 210000
Colling Road | Bulga Road | Council Boundary | 6km | Gravel re-sheeting | 100mm compacted gravel resheeting with materail extracted from top landslip site on bulga road - this material may need to be blended with material at lower quarry site before placing. |  | 180000 | 180000
Dargaville Road | Wallanbah Road | Turf Farm( end last resheet) | 6km | Gravel re-sheeting |  |  | 310000 | 310000
Allocation for Wetgrade team |  |  |  | Patrol Grade |  |  | 300000 | 300000
K&G Replacement Program | [6 empty] | 1200000
Mccullagh Lane- Wingham | No 15 Farquhar St - back access |  | 35m | Replacement of failed k&G sections | As per standard K&G replacement drawing | as per the K&G prioritisation program | 21000 | 21000
Maitland Lane- Wingham | Issabella St | back of 24, Bent St | 115m | Replacement of failed k&G sections | As per standard K&G replacement drawing | as per the K&G prioritisation program | 69000 | 69000
Drury Close - Old Bar | No 5 | No 6 | 200m | Replacement of failed k&G sections | As per standard K&G replacement drawing | as per the K&G prioritisation program | 120000 | 120000
Molong Road-Old Bar | No 10 | No 26 | 200m | Replacement of failed k&G sections | As per standard K&G replacement drawing | as per the K&G prioritisation program | 120000 | 120000
Molong Road-Old Bar | No 13 | No 23 | 140m | Replacement of failed k&G sections | As per standard K&G replacement drawing | as per the K&G prioritisation program | 84000 | 84000
Beeton Parade -Taree | No 10 | No 14 | 50m | Replacement of failed k&G sections | As per standard K&G replacement drawing | as per the K&G prioritisation program | 30000 | 30000
Pulteney Street-Taree | No 91 | No 91 | 15m | Replacement of failed k&G sections | As per standard K&G replacement drawing | as per the K&G prioritisation program | 9000 | 9000
Florence Street-Taree | Victoria Street | Taree High School | 160m | Replacement of failed k&G sections | As per standard K&G replacement drawing | as per the K&G prioritisation program | 96000 | 96000
Florence Street-Taree | No 5 | No 15 | 30m | Replacement of failed k&G sections | As per standard K&G replacement drawing | as per the K&G prioritisation program | 18000 | 18000
Dolphin Avenue-Taree | No 28 | No 28 | 20m | Replacement of failed k&G sections | As per standard K&G replacement drawing | as per the K&G prioritisation program | 12000 | 12000
Dolphin Avenue-Taree | No 36 | No 36 | 20m | Replacement of failed k&G sections | As per standard K&G replacement drawing | as per the K&G prioritisation program | 12000 | 12000
Winton Avenue-Taree | No 1 | Edinburgh Drive | 60m | Replacement of failed k&G sections | As per standard K&G replacement drawing | as per the K&G prioritisation program | 36000 | 36000
Cowen Road-Taree | No 26 | No 28 | 50m | Replacement of failed k&G sections | As per standard K&G replacement drawing | as per the K&G prioritisation program | 30000 | 30000
Gleneagle St-Taree | No 12 | No 14 | 60m | Replacement of failed k&G sections | As per standard K&G replacement drawing | as per the K&G prioritisation program | 36000 | 36000
Gleneagle St-Taree | No 4 | No 4 | 15m | Replacement of failed k&G sections | As per standard K&G replacement drawing | as per the K&G prioritisation program | 9000 | 9000
Pitt Street-Taree | No 60 | No 60 | 20m | Replacement of failed k&G sections | As per standard K&G replacement drawing | as per the K&G prioritisation program | 12000 | 12000
McRae Street-Taree | No 20 | No 30 | 120m | Replacement of failed k&G sections | As per standard K&G replacement drawing | as per the K&G prioritisation program | 72000 | 72000
McRae Street-Taree | No 3 | No 7 | 60m | Replacement of failed k&G sections | As per standard K&G replacement drawing | as per the K&G prioritisation program | 36000 | 36000
Nelson St-Taree | No 8 | No 10 | 30m | Replacement of failed k&G sections | As per standard K&G replacement drawing | as per the K&G prioritisation program | 18000 | 18000
Pioneer Street-Taree | No 5 | No 11 | 100m | Replacement of failed k&G sections | As per standard K&G replacement drawing | as per the K&G prioritisation program | 60000 | 60000
Pioneer Street-Taree | No 4 | No 10 | 60m | Replacement of failed k&G sections | As per standard K&G replacement drawing | as per the K&G prioritisation program | 36000 | 36000
Orana Cr-Taree | No 15 | No 23 | 70m | Replacement of failed k&G sections | As per standard K&G replacement drawing | as per the K&G prioritisation program | 42000 | 42000
Orana Cr-Taree | No 33 | No 35 | 15m | Replacement of failed k&G sections | As per standard K&G replacement drawing | as per the K&G prioritisation program | 9000 | 9000
Orana Cr-Taree | No 45 | No 47 | 25m | Replacement of failed k&G sections | As per standard K&G replacement drawing | as per the K&G prioritisation program | 15000 | 15000
Palanas Dr-Taree | No 44 | No 44 | 25m | Replacement of failed k&G sections | As per standard K&G replacement drawing | as per the K&G prioritisation program | 15000 | 15000
Palanas Dr-Taree | No 21 | No 21 | 10m | Replacement of failed k&G sections | As per standard K&G replacement drawing | as per the K&G prioritisation program | 6000 | 6000
Cornwall Street-Taree | No 100 | No 110 | 100m | Replacement of failed k&G sections | As per standard K&G replacement drawing | as per the K&G prioritisation program | 60000 | 60000
Cornwall Street-Taree | No 119 | No 129 | 120m | Replacement of failed k&G sections | As per standard K&G replacement drawing | as per the K&G prioritisation program | 72000 | 72000
Albert Street-Taree | No 112 | No 120 | 75m | Replacement of failed k&G sections | As per standard K&G replacement drawing | as per the K&G prioritisation program | 45000 | 45000
Footpath Renewal Program | [6 empty] | 100000
Manning Street -Taree | Coastal Computing | Price Pirates | 110m | Replacement of failed footpath | Replace existing concrete/AC overlayed footpath with matching pavers- project to be undertaken in line with proposed MCW works along the footpath- Rhett to liaise with MCW to organise the work and funding arrangement ( for re-instatement after water main replacement ) | included in SRV application to DLG as a project for SRV funding. Uneven concrete footpath has been overlayed with AC and disintergrated in some areas . Multiple trip hazards, very high pedestrian traffic . | 100000 | 100000
Traffic Facilities Program | [6 empty] | 110000
Milligan Street- Chatham | At Shops |  | item | Pedestrian refuge and shared zone with traffic calming along shopping strip | As per the design | As per the Traffic Facilities prioritisation program | 60000 |  |  |  | 60000
Traffic Committee Items as identified |  |  |  | Per Adopted Traffic Committee meeting actions |  |  | 50000 | [10 empty] | 50000
Car park Renewal Program | [6 empty] | 0
Nil | [6 empty] | 0
BRIDGES & CAUSEWAYS
Timber Bridge/ Culvert replacment program | [6 empty] | 520000
Walls Lane Bridge( #B1164) | 1.1km from Pacific Hwy |  | Item | Replacement of timber culvert with concrete pipe | Design and construction of replacment Pipe culvert | Small timber bridge(culvert) in very poor condition and high risk | 20000 |  | 20000
Marylands Road Bridge(#B1210) | 0.1km from Hilville Road |  | Item | Replacement of timber culvert with concrete pipe | Design and construction of replacment Pipe culvert | OldTimber log culvert in very poor condition and high risk of loosing service potential | 35000 |  | 35000
Wallanbah Road Culvert @24.27( #C4835) | 24.27km from Candoormakh Creek Road |  | Item | Replacement of timber culvert with concrete pipe | Design and construction of replacment Pipe culvert | OldTimber log culvert in very poor condition, Major Link road , high risk | 20000 |  | 20000
Wallanbah Road Culvert @26.11( #C4843) | 26.11km from Candoormakh Creek Road |  | Item | Replacement of timber culvert with concrete pipe | Design and construction of replacment Pipe culvert | OldTimber log culvert in very poor condition, Major Link road , high risk | 20000 |  | 20000
Nowendoc Road Culvert @38.32(#C3956) | 38.32km from Gloucester Road |  | Item | Replacement of timber culvert with concrete pipe | Design and construction of replacment Pipe culvert | OldTimber log culvert in very poor condition, Major Link road , high risk | 30000 |  | 30000
Nowendoc Road Culvert @38.74(#C3958) | 38.74km from Gloucester Road |  | Item | Replacement of timber culvert with concrete pipe | Design and construction of replacment Pipe culvert | OldTimber log culvert in very poor condition, Major Link road , high risk | 30000 |  | 30000
Nowendoc Road Culvert @43.7(#C3978) | 43.7km from Gloucester Road |  | Item | Replacement of timber culvert with concrete pipe | Design and construction of replacment Pipe culvert | OldTimber log culvert in very poor condition, Major Link road , high risk | 0 |  | 0 | [13 empty] | Already Done
Caparra Road Bridge @5km(#B1240) | 5km from Wherrol Flat Road |  | Item | Replacement of timber bridge with suitable concrete structure | Design and construction of RCBC or single span bridge | Poorly constructed Old timber bridge is in very poor condition, Major collector road, High risk ( some damage has occurred in recent storms) | 245000 |  | 245000
Browns Creek Foorbridge ( new- CCBIR) | Browns Creek Bridge, Whitbread Street, Taree |  | Item | Construction of new Footbridge and associated footpath | Design of new Footbridge and footpath - Draft sketch plan has already done | CCBIR Project | 120000 | 120000
DRAINAGE
Trunk Drainage | [6 empty] | 240000
Illangari Circuit-Taree West | No 9 - Easement |  | Item | Repair and replacement of damage drainage line | Relining of existing pipe line | extensive damage to existing pipe line , Risk of property damage | 100000 | [9 empty] | 100000
Masden Terrace - Taree West | Masden Terrace |  | Item | Drainage Upgrade | Design and construction of new drainage line as per the previous investigation and recommendation | Severe flooding issue and property damage | 120000 | [9 empty] | 120000
Douglas Street - Taree | Douglas Street |  | Item | Drainage Upgrade | Design and construction of new drainage line as per the previous investigation and recommendation | Severe flooding issue and property damage | 20000 | [9 empty] | 20000
ASSET PLANNING
Minor Capital Works Program | [6 empty] | 100000
Replacement of Damage guard rails and at LC Jordon Bridge | Dumaresq Island Road |  | Item | Minor capital replacement | Design of new guard rail on sourthern side of the bridge | Guard rails are completely rust damage and zero functionalty | 20000 | [10 empty] | 20000
Warrawilla road Cauways #2,- approach treatments | Warrawilla Road |  | Item | Minor capital repair | Investigation,design and delivery of cost effective approach treatments to failed causeway upgrade projects | Severe and deep approach washout in even small flood events. Access restrictions and high re-instatement costs. Permenenet solution is necessary | 45000 | [10 empty] | 45000
Interim Drainage improvement | Oxley Street- Chatham |  | Item | Minor capital improvement |  | severe flooding issues. Remediation work is necessary to minimise impact in short term | 15000 | [10 empty] | 15000
Killabakh Creek Causeway No 4 - Repairs to flood damage causeway | Killabakh Creek Road Ch @ 1.6km from Comboyne Road |  | item | Repairs to flood damage causeway ( non declared flood event march 2015) | Investigation for structural integrity of remaining sections of the causeway and design for repairs otherwise replacment of the whole structure ( like to like) | Flood damaged structure , no ND funding available( damage occurred in non declared flood event) . High risk to road users and limiting access. | 20000 | [10 empty] | 20000
Level 3 Structural Bridge Condition Inspection | 48 Bridges on priority freight routes as per 'Fixing Country Roads' grant program |  | 48 Bridges | level 3 structural bridge condition and load capacity assessment |  |  | 540000 | [14 empty] | 540000
Forward Planning Design and Investigation |  |  |  | Investigation and design associated with projects in Yr 2 to 4 of the 4 Yr Capital Works Program |  |  | 50000 | 50000
Asset Planning Consultancy Services |  |  |  | Specialist consultancy services required to manage Council's transport infrastructure assets |  |  | 100000 | [10 empty] | 100000
Annual Street Lighting Costs |  |  |  | Council's annual street lighting costs |  |  | 750000 | [10 empty] | 750000
Note on K3: gaminiw: including re allocation of $300,000 allocated for Potts Bridge
Note on I10: gaminiw: Estimate only for stage 2 construction . Stage 3 will requires further $500,000 in 16/17 FY

## 2016_17 (hidden)
Program/Projects | 2016/17
| Project Location | [7 empty] | SRV | R2R | BLOCK | BLOCK -Traffic Facilities | Department OF Housing -Bushland Estate handover Reserve | STATE SPECIAL GRANT- Moorland/Johns River Bypass handover- RESERVE | STATE SPECIAL GRANT- Coopernook Bypass handover - RESERVE | REPAIR | S94 | Drainage Levy | Gen Fund | Federal Grant | Carry Overs | NOTES
[8 empty] | Total Available | 3094088 | 3911953 | 800000 | 60000 | 175500 | 0 | 0 | 250000 | 617159 | 300000 | 1000000 | 0 |  |  | 8483700
[8 empty] | Total Allocated | 3094088 | 3911953 | 800000 | 60000 | 175500 | 0 | 0 | 250000 | 617159 | 160000 | 1000000 | 0
| From | To | Length/ Area | Description of Works | Project scope | Prioritisation Criteria | Cost Estimate |  | 0 | 0 | 0 | 0 | 0 | 0 | 0 | 0 | 0 | 140000 | 0 | 0
ROADS
Regional Roads Program | [6 empty] | 1000000
REPAIR program Crescent Ave/Oxley Street (Manning River Drive - Northbound Lanes only) | Railway Bridge | Chatham Ave | 500m |  |  |  | 500000 | 0 |  |  | 250000 |  |  |  |  | 250000
Regional Road Rehab Victoria Street (Manning River Drive) - Taree | #16 Victoria Street | Macquarie Street | 650m/6500m2 |  |  |  | 500000 | 0 |  |  | 500000
Local Roads Reconstruction program | [6 empty] | 3267159
Diamond Beach Road - Hallidays Point | Blackhead Road | Diamond Drive | 2700m |  |  |  | 2017159 | 0 |  | 1400000 | [6 empty] | 617159
Comboyne Road | Plantation Ln | Mooral Creek Road | 400m |  |  |  | 250000 | 0 |  | 250000
Harrington Road - Harrington - Stage 2 | Cattai Creek Bridge | Christies Lane | 1500m |  |  |  | 1000000 | 0 |  | 1000000
Local Roads Rehab/ Reseal program | [6 empty] | 2266541
Albert Street - Traee | Pulteney Street | Commerce Street | 242m/4100 | Reseal | Minor heavy patching and 10mm PMB reseal |  | 90000 | 0 | 90000
Albert Street - Taree | Stevenson Street | Florence street | 245m/3000m2 | Reseal | Minor heavy patching and 10mm PMB reseal | CBD sub arterial road - reseal is well overdue | 60000 | 0 | 60000
Albert Street - Taree | Manning Street | Macquarie Street | 200m/1400m2 | Rehab | 100 mm AC mill and fill traffic lanes only ( central 7m only) |  | 210000 | 0 | 210000
Florence Street | Victoria street | Albert Street | 226m/2480m2 |  |  |  | 30000 | 0 | 30000
Kannangra Drive | Railway Street | Muldoon Street | 350m/3350m2 |  |  |  | 40000 | 0 | 40000
Bulga Road | Marlee Bridge | Gunya Road | 3500m/20462m2 |  |  |  | 250000 | 0 | 250000
Primrose Street | Issabella Street | Railway Crossing | 627m/10200m2 |  |  |  | 173000 | 0 | 73000 | 100000 | [11 empty] | K&G in same year to be completed first
Drury Close - Old Bar | Molong Street | End | 150m/1300 |  |  |  | 16088 | 0 | 16088
Molong Street / Farley Street - Old Bar | Waterman Street | Banyula Drive | 275m/2750m2 |  |  |  | 60000 | 0 | 60000
Upper lansdowne Road | Lansdowne Road | Chainage 1km | 1000m/6000m2 |  |  |  | 450000 | 0 |  | 450000
Comboyne Road | Property No 1059 | Homewood Road | 3300m/20000m2 | Rehab/Reseal |  |  | 711953 | 0 |  | 711953
Hughes Street | Barton Street | End | 275m/2035m2 | Reseal | Minor Heavy Patching , Minor drainage improvements and reseal with 10mm PMB | Department of Housing handed over assets. Current sealed surface is 26 years old and shows surface distresses. DOH provided funding for surface renewal as part of handing over negotiation | 40000 | 0 |  |  |  |  | 40000
Fisher Street | Hughes Street | End | 430m/3180m2 | Reseal | Minor Heavy Patching , Minor drainage improvements and reseal with 10mm PMB | Department of Housing handed over assets. Current sealed surface is 26 years old and shows surface distresses. DOH provided funding for surface renewal as part of handing over negotiation | 65000 | 0 |  |  |  |  | 65000
Deakin Crescent | Hughes Street | Fisher Street | 320m/2368m2 | Reseal | Minor Heavy Patching , Minor drainage improvements and reseal with 10mm PMB | Department of Housing handed over assets. Current sealed surface is 26 years old and shows surface distresses. DOH provided funding for surface renewal as part of handing over negotiation | 70500 | 0 |  |  |  |  | 70500
Unsealed Road re-sheeting program | [6 empty] | 900000
Nowendoc Road - Cooplicurripa | Cattle Grid #142 | GTCC Boundary | 12.8km | Gravel Re-sheeting | Shoulder grading, drainage improvements and gravel re-sheeting with 100mm compacted gravel comply with current GTCC standards |  | 600000 | 0 | 600000
Allocation for Wetgrade team | [6 empty] | 300000 | 0 | 300000
K&G Replacement Program | [6 empty] | 900000
Cleark Street - Old Bar | No 47 | No 59 | 160m | Replacement of failed k&G sections | As per standard K&G replacement drawing | as per the K&G prioritisation program | 96000 | 0 | 96000
Newlan Ct - Old Bar | No 2 | No 4 | 55m | Replacement of failed k&G sections | As per standard K&G replacement drawing | as per the K&G prioritisation program | 33000 | 0 | 33000
Primrose Street - Wingham | No 22 | No 28 | 70m | Replacement of failed k&G sections | As per standard K&G replacement drawing | as per the K&G prioritisation program | 42000 | 0 | 42000
Primrose Street - Wingham | No 25 | No 29 | 60m | Replacement of failed k&G sections | As per standard K&G replacement drawing | as per the K&G prioritisation program | 36000 | 0 | 36000
Victoria Street - Cundletown | George St | Park Ave | 95m | Replacement of failed k&G sections | As per standard K&G replacement drawing | as per the K&G prioritisation program | 57000 | 0 | 57000
Park Ave - Cundletown | No 1 | No 1 | 30m | Replacement of failed k&G sections | As per standard K&G replacement drawing | as per the K&G prioritisation program | 18000 | 0 | 18000
Anita Close - Taree | No 9 | No 17 | 90m | Replacement of failed k&G sections | As per standard K&G replacement drawing | as per the K&G prioritisation program | 54000 | 0 | 54000
Cornwall Street - Taree | No 11 | No 13 | 80m | Replacement of failed k&G sections | As per standard K&G replacement drawing | as per the K&G prioritisation program | 48000 | 0 | 48000
Cornwall Street - Taree | No 3 | No 3 | 40m | Replacement of failed k&G sections | As per standard K&G replacement drawing | as per the K&G prioritisation program | 24000 | 0 | 24000
Lakari Close - Taree | No 5 | No 9 | 60m | Replacement of failed k&G sections | As per standard K&G replacement drawing | as per the K&G prioritisation program | 36000 | 0 | 36000
Lakari Close - Taree | No 11A | No 11A | 8m | Replacement of failed k&G sections | As per standard K&G replacement drawing | as per the K&G prioritisation program | 4800 | 0 | 4800
Stacey Dr - Taree | No 5 | No 7 | 120m | Replacement of failed k&G sections | As per standard K&G replacement drawing | as per the K&G prioritisation program | 72000 | 0 | 72000
Stacey Dr - Taree | No 11 | No 13 | 80m | Replacement of failed k&G sections | As per standard K&G replacement drawing | as per the K&G prioritisation program | 48000 | 0 | 48000
Valerie Street - Taree | No 30 | No 34 | 40m | Replacement of failed k&G sections | As per standard K&G replacement drawing | as per the K&G prioritisation program | 24000 | 0 | 24000
Valerie Street - Taree | No 35 | No 35 | 25m | Replacement of failed k&G sections | As per standard K&G replacement drawing | as per the K&G prioritisation program | 15000 | 0 | 15000
Plummer St - Taree | No 20 | Hooke St | 80m | Replacement of failed k&G sections | As per standard K&G replacement drawing | as per the K&G prioritisation program | 48000 | 0 | 48000
Plummer St - Taree | Cowper St | No 5 | 80m | Replacement of failed k&G sections | As per standard K&G replacement drawing | as per the K&G prioritisation program | 48000 | 0 | 48000
Plummer St - Taree | 103 Cowper St | No 2 | 8m | Replacement of failed k&G sections | As per standard K&G replacement drawing | as per the K&G prioritisation program | 4800 | 0 | 4800
Wells Street - Taree | No 19 | Hooke St | 75m | Replacement of failed k&G sections | As per standard K&G replacement drawing | as per the K&G prioritisation program | 45000 | 0 | 45000
Wells Street - Taree | No 22 | Hooke St | 80m | Replacement of failed k&G sections | As per standard K&G replacement drawing | as per the K&G prioritisation program | 48000 | 0 | 48000
Wells Street - Taree | 27 Hooke St | No 25 | 100m | Replacement of failed k&G sections | As per standard K&G replacement drawing | as per the K&G prioritisation program | 60000 | 0 | 60000
Wells Street - Taree | No 31 | Bushland drive | 50m | Replacement of failed k&G sections | As per standard K&G replacement drawing | as per the K&G prioritisation program | 30000 | 0 | 30000
Park Lane - Chatham | 23 Chatham Av | 23 Chatham Av | 14m | Replacement of failed k&G sections | As per standard K&G replacement drawing | as per the K&G prioritisation program | 8400 | 0 | 8400
Footpath Renewal Program | [6 empty] | 100000
To be prioritised as per Footpath replacment priority program
Primrose Street - Wingham | No 24 | No 26 | 50m |  |  |  | 12500 | 0 | 12500
Farquhar Street- Wingham | No 4 | No 21 | 140m |  |  |  | 35000 | 0 | 35000
Commerce Street - Taree | No 60 | No 68 | 80m |  |  |  | 20000 | 0 | 20000
Cornwall Street - Taree | Commerce Street | No 122 | 70m |  |  |  | 17500 | 0 | 17500
Beach Street - Harrington | Lj Hooker | Lj Hooker | 75sqm |  |  |  | 15000 | 0 | 15000
Traffic Facilities Program | [6 empty] | 60000
Traffic Committee Capital projects- to be prioritised as per traffic committee recommendations | [6 empty] | 60000 | 0 |  |  |  | 60000
Car park Renewal | [6 empty] | 0
No Program | [6 empty] | 0
BRIDGES & CAUSEWAYS
Bridge replacment/ rehabilitation | [6 empty] | 415000
Structural Repairs to ARMCO Culvert , Bootawa Dam Road (#C4214) | [6 empty] | 100000 | 0 | 100000
Repair damage approachs - Warrawilla road Cauways #3 and #4 | Warrawilla Road |  | Item | Major damage repairs - Non capital | Investigation,design and delivery of cost effective approach treatments to failed causeway upgrade projects | Severe and deep approach washout in even small flood events. Access restrictions and high re-instatement costs. Permenenet solution is necessary | 90000 | 0 | 90000
Repair damage approach - Killawarra Bridge | Gloucester Road |  | Item | Major damage repairs - Non capital |  |  | 80000 | 0 | 30000 |  | 50000
Soney Creek Culvert @ 2km( Culvert) | [6 empty] | 80000 | 0 | 80000
Gallaghers Road Bridge(Culvert) | [6 empty] | 40000 | 0 | 40000
Pelican Bay Road Bridge(Culvert) | [6 empty] | 25000 | 0 | 25000
DRAINAGE
Trunk Drainage | [6 empty] | 160000
Drainage Network Condition Assessment - State 1 | Taree Catchment 1 & 3 |  | item | Assets Inspection - Drainage network ( non capital , Assets management) | CCTV inspection of Taree Drainage network catchment 1 including verification of pipe and pit attribute data and locations | Drainage network condition assesment is long overdue and it is necessary for identifying network defects and forward program of works | 100000 | 0 | [9 empty] | 100000
Replace/Repair damage stormwater pipe/pits | 91 Cowper St( Stokes Circuit side) |  | item | Drainage Replacment - Capital |  |  | 10000 | 0 | [9 empty] | 10000
Majaor trunk Drainage maintenance ( cleanup) | [6 empty] | 50000 | [10 empty] | 50000
ASSET PLANNING
Minor Capital Works/ Major Defects Repairs Program | [6 empty] | 100000
|  |  |  | Major damage repairs - Non capital | Investigation,design and delivery of cost effective approach treatments to failed causeway upgrade projects | Severe and deep approach washout in even small flood events. Access restrictions and high re-instatement costs. Permenenet solution is necessary | 100000 | 0 | [10 empty] | 100000
Forward Planning Design and Investigation |  |  |  | Investigation and design associated with projects in Yr 2 to 4 of the 4 Yr Capital Works Program |  |  | 50000 | 0 | [10 empty] | 50000
Asset Planning - Assets Management Operational | [6 empty] | 100000
Specialist consultancy services required to manage Council's transport infrastructure assets | [6 empty] | 50000 | 0 | [10 empty] | 50000
Level 2 bridge inspection | [6 empty] | 50000 | 0 | [10 empty] | 50000
Annual Street Lighting Costs |  |  |  | Council's annual street lighting costs |  |  | 750000 | 0 | [10 empty] | 750000
Note on S3: gaminiw: 2001 Hallidays Point Plan

## 2017_18 (hidden)
Program/Projects | 2017/18
| Project Location | [7 empty] | SRV | R2R | BLOCK | BLOCK -Traffic Facilities | REPAIR | S94 | Drainage Levy | Gen Fund | Federal Grant | Carry Overs
[8 empty] | Total Available | 3094088 | 1185742 | 800000 | 60000 | 250000 | 0 | 300000 | 1000000 | 0 |  | 4954830
[8 empty] | Total Allocated | 3094088 | 1185742 | 800000 | 60000 | 250000 | 0 | 0 | 1000000 | 0
| From | To | Length/ Area | Description of Works | Project scope | Prioritisation Criteria | Cost Estimate |  | 0 | 0 | 0 | 0 | 0 | 0 | 300000 | 0 | 0
ROADS
Regional Roads Program | [6 empty] | 1050000
REPAIR program Main Street - Cundletown | 270m from Lansdowne Rd | King Street | 600m |  |  |  | 700000 | 0 |  |  | 450000 |  | 250000
Regional Road Rehab(HP)/Reseal Commerce street - Taree | High Street | Louis Street | 780m |  |  |  | 350000 | 0 |  |  | 350000
Local Roads Reconstruction program | [6 empty] | 1000000
Pulteney Street | Albert Street | Wynter Street |  |  |  |  | 350000 | 0 |  | 350000
Nowendoc Road | Black Flat Ln | 200m past Knodingbul Forest ln | 1000m |  |  |  | 500000 | 0 | 500000
Manning Street/Wynter Street Roundabout | Manning St | Manning St | Roundabout and approaches - TBC |  |  |  | 150000 | 0 | 150000
Local Roads Rehab/ Reseal program | [6 empty] | 79830
Lansdowne Road - Lansdowne | Cundle Road | Koola Creek Road | 2000m/10750m2 |  |  |  | 750000 | 0 | 314258 | 435742
York Street | Manning St | Commerce St | 470m/8100m2 |  |  |  | 79830 | 0 | 79830
Unsealed Road re-sheeting program | [6 empty] | 950000
Wallanbah Road | End Seal | Wisemantel Rd | 6.2km |  |  |  | 300000 | 0 | 300000
Beach Road - Mitchelle Island | Manning Point Road | End Maintenance | 4.2km |  |  |  | 200000 | 0 | 200000
Sandridge Rd | Manning Point Rd | Beach Road | 3km |  |  |  | 150000 | 0 | 150000
Allocation for Wetgrade team | [6 empty] | 300000 | 0 | 300000
K&G Replacement Program | [6 empty] | 900000
Dunoon Street - Taree | No 26 | No 26 | 20 | Replacement of failed k&G sections | As per standard K&G replacement drawing | as per the K&G prioritisation program | 12000 | 0 | 12000
Louse St - Taree | 126 Commerce St | Park St | 160 | Replacement of failed k&G sections | As per standard K&G replacement drawing | as per the K&G prioritisation program | 96000 | 0 | 96000
Louse St - Taree | 124 Commerce St | Park St | 160 | Replacement of failed k&G sections | As per standard K&G replacement drawing | as per the K&G prioritisation program | 96000 | 0 | 96000
Stewart St - Taree | 1 Stewart St | 2 Campbell St | 220 | Replacement of failed k&G sections | As per standard K&G replacement drawing | as per the K&G prioritisation program | 132000 | 0 | 132000
Short Street - Taree | No 5 | No 5 | 10 | Replacement of failed k&G sections | As per standard K&G replacement drawing | as per the K&G prioritisation program | 6000 | 0 | 6000
Wooton Cre - Taree | No 8 | No 16 | 80 | Replacement of failed k&G sections | As per standard K&G replacement drawing | as per the K&G prioritisation program | 48000 | 0 | 48000
Oxley Street - Taree | No 72 | No 70 | 35 | Replacement of failed k&G sections | As per standard K&G replacement drawing | as per the K&G prioritisation program | 21000 | 0 | 21000
High Street - Taree | No 119 | No 119 | 6 | Replacement of failed k&G sections | As per standard K&G replacement drawing | as per the K&G prioritisation program | 3600 | 0 | 3600
Georges Ln - Taree | No 12 | Queen Street | 110 | Replacement of failed k&G sections | As per standard K&G replacement drawing | as per the K&G prioritisation program | 66000 | 0 | 66000
Georges Ln - Taree | No 17 | No 25 | 80 | Replacement of failed k&G sections | As per standard K&G replacement drawing | as per the K&G prioritisation program | 48000 | 0 | 48000
Pettitt Ave - Taree | No 5 | Wingham Road | 50 | Replacement of failed k&G sections | As per standard K&G replacement drawing | as per the K&G prioritisation program | 30000 | 0 | 30000
River Street - Taree | No 23 | No 25 | 40 | Replacement of failed k&G sections | As per standard K&G replacement drawing | as per the K&G prioritisation program | 24000 | 0 | 24000
Hogan Street - Harrington | No 8 | No 12 | 40 | Replacement of failed k&G sections | As per standard K&G replacement drawing | as per the K&G prioritisation program | 24000 | 0 | 24000
Hogan Street - Harrington | No 19 | No 23 | 30 | Replacement of failed k&G sections | As per standard K&G replacement drawing | as per the K&G prioritisation program | 18000 | 0 | 18000
Murray Street - Harrington | No 5 | No 11 | 40 | Replacement of failed k&G sections | As per standard K&G replacement drawing | as per the K&G prioritisation program | 24000 | 0 | 24000
Rushby Drive - Old Bar | No 28 | Park | 180 | Replacement of failed k&G sections | As per standard K&G replacement drawing | as per the K&G prioritisation program | 108000 | 0 | 108000
Tirriki St - Old Bar | No 14 | No 18 | 60m | Replacement of failed k&G sections | As per standard K&G replacement drawing | as per the K&G prioritisation program | 36000 | 0 | 36000
Tirriki St - Old Bar | No 13 | No 15 | 40m | Replacement of failed k&G sections | As per standard K&G replacement drawing | as per the K&G prioritisation program | 24000 | 0 | 24000
Tirriki St - Old Bar | No 19 | No 19 | 30m | Replacement of failed k&G sections | As per standard K&G replacement drawing | as per the K&G prioritisation program | 18000 | 0 | 18000
[7 empty] | 24000 |  | 24000
Lambert St - Wingham | No 13 Irvin St | No 13 Irvin St | 20 | Replacement of failed k&G sections | As per standard K&G replacement drawing | as per the K&G prioritisation program | 12000 | 0 | 12000
Queen Street - Wingham | Opp No 31 | Opp No 31 | 15 | Replacement of failed k&G sections | As per standard K&G replacement drawing | as per the K&G prioritisation program | 9000 | 0 | 9000
Allan Street - Wingham | No 6 | No 6 | 12 | Replacement of failed k&G sections | As per standard K&G replacement drawing | as per the K&G prioritisation program | 7200 | 0 | 7200
Marlee St - Wingham | No 12 | No 12 | 10 | Replacement of failed k&G sections | As per standard K&G replacement drawing | as per the K&G prioritisation program | 6000 | 0 | 6000
River Street - Cundletown | No 6 | No 6 | 12 | Replacement of failed k&G sections | As per standard K&G replacement drawing | as per the K&G prioritisation program | 7200 | 0 | 7200
Footpath Renewal Program | [6 empty] | 200000
To be prioritised as per Footpath replacment priority program |  |  | 600m |  |  |  | 200000 | 0 | 200000
Traffic Facilities Program | [6 empty] | 60000
Traffic Committee Capital projects- to be prioritised as per traffic committee recommendations | [6 empty] | 60000 |  |  |  |  | 60000
BRIDGES & CAUSEWAYS
Timber Bridge/ Culvert replacment program | [6 empty] | 400000
[7 empty] | 250000 | 0 |  | 250000
Replacment of Gunya Road causeway | [6 empty] | 150000 | 0 |  | 150000
DRAINAGE
Trunk Drainage | [6 empty] | 160000
Drainage Network Condition Assessment - State 1 | Taree Catchment 1 & 3 |  | item | Assets Inspection - Drainage network ( non capital , Assets management) | CCTV inspection of Taree Drainage network catchment 1 including verification of pipe and pit attribute data and locations | Drainage network condition assesment is long overdue and it is necessary for identifying network defects and forward program of works | 100000 | 0 | [9 empty] | 100000
Replace/Repair damage stormwater pipe/pits | 91 Cowper St( Stokes Circuit side) |  | item | Drainage Replacment - Capital |  |  | 10000 | 0 | [9 empty] | 10000
Majaor trunk Drainage maintenance ( cleanup) | [6 empty] | 50000 | [10 empty] | 50000
ASSET PLANNING
Minor Capital Works/ Deffects Repair Program | [6 empty] | 100000
Prioritised minor Capital works as identified | [6 empty] | 100000 | 0 | [7 empty] | 100000
Bridge inspection | [6 empty] | 0
Design and Investigation | [6 empty] | 50000 | 0 | [7 empty] | 50000
Consultancy Services | [6 empty] | 100000 | 0 | [7 empty] | 100000
Street Lighting | [6 empty] | 750000 | 0 | [7 empty] | 750000
Acquisitions
Note on I11: gaminiw: Estimate only for stage 2 construction . Stage 3 will requires further $500,000 in 16/17 FY
Note on B18: gaminiw: Rehabilitation- Stabalisation +100mm overlay + primer + 2 coat seal

## Draft_Repairs_non Capital (hidden)
Non Capital major maintenance program
Roads - heavy patching
Manning Street | Taree | Victoria Street to Wynter Street | Heavy patching of failed sections
Bridges

## 2018_19 (hidden)
Program/Projects | 2018/19
| Project Location | [7 empty] | SRV | R2R | BLOCK | BLOCK -Traffic Facilities | STATE SPECIAL GRANT- Moorland/Johns River Bypass handover- RESERVE | STATE SPECIAL GRANT- Coopernook Bypass handover - RESERVE | REPAIR | S94 | Drainage Levy | Gen Fund | Federal Grant | Carry Overs
[8 empty] | Total Available | 3094088 | 1185741 | 800000 | 60000 | 0 | 0 | 250000 | 0 | 300000 | 1000000 | 0 |  | 4979829
[8 empty] | Total Allocated | 3094088 | 1185741 | 800000 | 60000 | 0 | 0 | 250000 | 0 | 300000 | 1000000 | 0
| From | To | Length/ Area | Description of Works | Project scope | Prioritisation Criteria | Cost Estimate |  | 0 | 0 | 0 | 0 | 0 | 0 | 0 | 0 | 0 | 0 | 0
ROADS
Regional Roads Program | [6 empty] | 1050000
REPAIR program Main Street - Cundletown | High Street | Denison Street | 380m |  |  |  | 550000 | 0 |  |  | 300000 |  |  |  | 250000
Regional Road Rehab/ Reseal Gloucester Road | Bootawa Road | Latimores Road | 1000m |  |  |  | 500000 | 0 |  |  | 500000
Local Roads Reconstruction program | [6 empty] | 500000
Old Bar Road | Waterman Street | David Street | 260m |  |  |  | 300000 | 0 |  | 300000
Macquarie Street - Taree | Wynter Street | High Street | 100m |  |  |  | 200000 | 0 |  | 200000
Local Roads Rehab/ Reseal program | [6 empty] | 1329829
Lansdowne Road - Lansdowne | Cundle Road | Koola Creek Road | 2000m/10750m2 |  |  |  | 800000 | 0 | 400000 | 400000
Kannangra Drive -Taree | Muldoon Street | Change of seal | 1350m/16100m2 |  |  |  | 200000 | 0 |  | 200000
Coopernook Road- Coopernook | Goerge Gibson Dr | Chanage 500m | 500m/3000m2 |  |  |  | 50000 | 0 |  | 50000
Queen Street - wingham | Canget St | Combine St | 400m/7300m2 |  |  |  | 279829 | 0 | 244088 | 35741
Unsealed Road re-sheeting program | [6 empty] | 1000000
Mooral Creek Road - Mooral Creek | Warrawillah Road | End | 5.5km |  |  |  | 250000 | 0 | 250000
Capara Road | Property No 370 | End | 9.7km |  |  |  | 450000 | 0 | 450000
Allocation for Wetgrade team | [6 empty] | 300000 | 0 | 300000
K&G Replacement Program | [6 empty] | 900000
Prioritised K&G replacments |  |  | 1500m |  |  |  | 900000 | 0 | 900000
Footpath Renewal Program | [6 empty] | 200000
To be prioritised as per Footpath replacment priority program |  |  | 600m |  |  |  | 200000 |  | 200000
Traffic Facilities Program | [6 empty] | 60000
Traffic Committee Capital projects | [6 empty] | 60000 |  |  |  |  | 60000
BRIDGES & CAUSEWAYS
Timber Bridge/ Culvert replacment program | [6 empty] | 350000
Timber Bridge rehabilitation/Major Repairs | [6 empty] | 100000 |  | 100000
Killabakh Ck/ Yarrat Road Bridge( #1145) | 1.33km from Comboyne Road | [5 empty] | 250000 |  | 250000
DRAINAGE
Trunk Drainage | [6 empty] | 300000
Priority Trunk Drainage replacement as identified | [6 empty] | 300000 | [9 empty] | 300000
ASSET PLANNING
Minor Capital Works Program | [6 empty] | 100000
Prioritised minor Capital works as identified | [6 empty] | 100000 | 0 | [9 empty] | 100000
Bridge inspection | [6 empty] | 0
Design and Investigation | [6 empty] | 50000 | 0 | [9 empty] | 50000
Consultancy Services | [6 empty] | 100000 | 0 | [9 empty] | 100000
Street Lighting | [6 empty] | 750000 | 0 | [9 empty] | 750000
Acquisitions
Note on I10: gaminiw: Estimate only for stage 2 construction . Stage 3 will requires further $500,000 in 16/17 FY
Note on B16: gaminiw: Rehabilitation- Stabalisation +100mm overlay + primer + 2 coat seal

## 2019_20 (hidden)
Program/Projects | 2018/19
| Project Location | [7 empty] | SRV | R2R | BLOCK | BLOCK -Traffic Facilities | STATE SPECIAL GRANT- Moorland/Johns River Bypass handover- RESERVE | STATE SPECIAL GRANT- Coopernook Bypass handover - RESERVE | REPAIR | S94 | Drainage Levy | Gen Fund | Federal Grant | Carry Overs
[8 empty] | Total Available | 3094088 | 1185741 | 800000 | 60000 | 0 | 0 | 250000 | 0 | 300000 | 1000000 | 0 |  | 4979829
[8 empty] | Total Allocated | 3091000 | 1185741 | 800000 | 60000 | 0 | 0 | 250000 | 0 | 300000 | 1000000 | 0
| From | To | Length/ Area | Description of Works | Project scope | Prioritisation Criteria | Cost Estimate |  | 3088 | 0 | 0 | 0 | 0 | 0 | 0 | 0 | 0 | 0 | 0
ROADS
Regional Roads Program | [6 empty] | 1050000
REPAIR program Main Street - Cundletown | High Street | Denison Street | 380m |  |  |  | 550000 | 0 |  |  | 300000 |  |  |  | 250000
Regional Road Rehab/ Reseal Gloucester Road | Bootawa Road | Latimores Road | 1000m |  |  |  | 500000 | 0 |  |  | 500000
Local Roads Reconstruction program | [6 empty] | 500000
Old Bar Road | Waterman Street | David Street | 260m |  |  |  | 300000 | 0 |  | 300000
Macquarie Street - Taree | Wynter Street | High Street | 100m |  |  |  | 200000 | 0 |  | 200000
Local Roads Rehab/ Reseal program | [6 empty] | 1326741
Lansdowne Road - Lansdowne | Cundle Road | Koola Creek Road | 2000m/10750m2 |  |  |  | 800000 | 0 | 400000 | 400000
Kannangra Drive -Taree | Muldoon Street | Change of seal | 1350m/16100m2 |  |  |  | 200000 | 0 |  | 200000
Coopernook Road- Coopernook | Goerge Gibson Dr | Chanage 500m | 500m/3000m2 |  |  |  | 50000 | 0 |  | 50000
Queen Street - wingham | Canget St | Combine St | 400m/7300m2 |  |  |  | 276741 | 0 | 241000 | 35741
Unsealed Road re-sheeting program | [6 empty] | 1000000
[7 empty] | 250000 | 0 | 250000
[7 empty] | 450000 | 0 | 450000
Allocation for Wetgrade team | [6 empty] | 300000 | 0 | 300000
K&G Replacement Program | [6 empty] | 900000
Prioritised K&G replacments |  |  | 1500m |  |  |  | 900000 | 0 | 900000
Footpath Renewal Program | [6 empty] | 200000
To be prioritised as per Footpath replacment priority program |  |  | 600m |  |  |  | 200000 |  | 200000
Traffic Facilities Program | [6 empty] | 60000
Traffic Committee Capital projects | [6 empty] | 60000 |  |  |  |  | 60000
BRIDGES & CAUSEWAYS
Timber Bridge/ Culvert replacment program | [6 empty] | 350000
Timber Bridge rehabilitation/Major Repairs | [6 empty] | 100000 |  | 100000
Killabakh Ck/ Yarrat Road Bridge( #1145) | 1.33km from Comboyne Road | [5 empty] | 250000 |  | 250000
DRAINAGE
Trunk Drainage | [6 empty] | 300000
Priority Trunk Drainage replacement as identified | [6 empty] | 300000 | [9 empty] | 300000
ASSET PLANNING
Minor Capital Works Program | [6 empty] | 100000
Prioritised minor Capital works as identified | [6 empty] | 100000 | 0 | [9 empty] | 100000
Bridge inspection | [6 empty] | 0
Design and Investigation | [6 empty] | 50000 | 0 | [9 empty] | 50000
Consultancy Services | [6 empty] | 100000 | 0 | [9 empty] | 100000
Street Lighting | [6 empty] | 750000 | 0 | [9 empty] | 750000
Acquisitions
Note on I10: gaminiw: Estimate only for stage 2 construction . Stage 3 will requires further $500,000 in 16/17 FY
Note on B16: gaminiw: Rehabilitation- Stabalisation +100mm overlay + primer + 2 coat seal

## 2021_22 (hidden)
Program/Projects | 2021/22
| Project Location | [7 empty] | SRV | R2R | BLOCK | BLOCK -Traffic Facilities | REPAIR | S94 | Drainage Levy | Gen Fund | Federal Grant | Carry Overs
[8 empty] | Total Available | 3891000 | 1185741 | 800000 | 60000 | 250000 | 0 | 300000 | 1000000 | 0 |  | 7486741
[8 empty] | Total Allocated | 293000 | 0 | 0 | 0 | 0 | 0 | 0 | 0 | 0
| From | To | Length/ Area | Description of Works | Project scope | Prioritisation Criteria | Cost Estimate |  | 3598000 | 1185741 | 800000 | 60000 | 250000 | 0 | 300000 | 1000000 | 0
ROADS
Regional Roads Program | [6 empty] | 0
Local Roads Reconstruction program | [6 empty] | 0
Local Roads Rehab/ Reseal program | [6 empty] | 293000
Wynter Street - Taree | Stevenson Street | Florence | 240m/2800m2 | remove - possible SRV project with replacment of K&G | add funding to lansdowne road |  | 43000 | 0 | 43000
Albert Street - Taree | Florence street | Macquarie Street |  | Rehabilitation ( localised patch, insitu stabalise) |  |  | 250000 | 0 | 250000
Unsealed Road re-sheeting program | [6 empty] | 0
K&G Replacement Program | [6 empty] | 0
Footpath Renewal Program | [6 empty] | 0
Traffic Facilities Program | [6 empty] | 0
BRIDGES & CAUSEWAYS
Timber Bridge/ Culvert replacment program | [6 empty] | 0
DRAINAGE
Trunk Drainage | [6 empty] | 0
ASSET PLANNING
Minor Capital Works Program | [6 empty] | 0
Bridge inspection | [6 empty] | 0
Design and Investigation
Consultancy Services
Street Lighting
Acquisitions
Note on I10: gaminiw: Estimate only for stage 2 construction . Stage 3 will requires further $500,000 in 16/17 FY
Note on B16: gaminiw: Rehabilitation- Stabalisation +100mm overlay + primer + 2 coat seal

## 2022_23 (hidden)
Program/Projects | 2022/23
| Project Location | [7 empty] | SRV | R2R | BLOCK | BLOCK -Traffic Facilities | REPAIR | S94 | Drainage Levy | Gen Fund | Federal Grant | Carry Overs
[8 empty] | Total Available | 4900000 | 1185741 | 800000 | 60000 | 250000 | 0 | 300000 | 1000000 | 0 |  | 8495741
[8 empty] | Total Allocated | 0 | 0 | 0 | 0 | 0 | 0 | 0 | 0 | 0
| From | To | Length/ Area | Description of Works | Project scope | Prioritisation Criteria | Cost Estimate |  | 4900000 | 1185741 | 800000 | 60000 | 250000 | 0 | 300000 | 1000000 | 0
ROADS
Regional Roads Program | [6 empty] | 0
Local Roads Reconstruction program | [6 empty] | 0
Local Roads Rehab/ Reseal program | [6 empty] | 0
Unsealed Road re-sheeting program | [6 empty] | 0
K&G Replacement Program | [6 empty] | 0
Footpath Renewal Program | [6 empty] | 0
Traffic Facilities Program | [6 empty] | 0
BRIDGES & CAUSEWAYS
Timber Bridge/ Culvert replacment program | [6 empty] | 0
DRAINAGE
Trunk Drainage | [6 empty] | 0
ASSET PLANNING
Minor Capital Works Program | [6 empty] | 0
Bridge inspection | [6 empty] | 0
Design and Investigation
Consultancy Services
Street Lighting
Acquisitions
Note on I10: gaminiw: Estimate only for stage 2 construction . Stage 3 will requires further $500,000 in 16/17 FY
Note on B16: gaminiw: Rehabilitation- Stabalisation +100mm overlay + primer + 2 coat seal

## 4 year_16_17-1.5% Rate Pegging (hidden)
Program/Projects | 2016_17 to 2019_20 - CAPEX ( Roads) Program with proposed SRVSRV
| Project Location | [7 empty] | GR- CAPEX | R2R | BLOCK | REPAIR | S94 | Other External Funding | SRV | Program Year | SRV Treatment Category
[8 empty] | Total Available | 6367264 | 7069177 | 3150000 | 1000000 | 617159 | 175500 | 15757068 |  |  |  | SRV
[8 empty] | Total Allocated | 6367264 | 5883436 | 3150000 | 1000000 | 617159 | 175500 | 15757068
| From | To | Length/ Area | Description of Works | Project scope | Prioritisation Criteria | Cost Estimate |  | 0 | 1185741 | 0 | 0 |  |  | 0 |  |  |  | 2016_17 | 2017_18 | 2018_19 | 2019_20
ROADS
Regional Roads Program | [6 empty] | 10150000 | [10 empty] | Reseal/HP | 700000 | 2000000 | 2500000 | 3000000
REPAIR program | [18 empty] | 0 | 0 | 0 | 0
Crescent Ave/Oxley Street (Manning River Drive - Northbound Lanes only) | Railway Bridge | Chatham Ave | 500m |  |  |  | 500000 | 0 |  |  | 250000 | 250000 |  |  |  | 2016_17
Main Street - Cundletown | 270m from Lansdowne Rd | King Street | 600m |  |  |  | 700000 | 0 |  |  | 450000 | 250000 |  |  |  | 2017_18 |  | Reseal | 743216 | 1009848 | 1008946 | 1195058
Main Street - Cundletown | King Street | Queen Street | 450m |  |  |  | 600000 | 0 |  |  | 350000 | 250000 |  |  |  | 2018_19 |  |  | 0 | 0 | 0 | 0
Main Street - Cundletown | High Street | Denison Street | 380m |  |  |  | 550000 | 0 |  |  | 300000 | 250000 |  |  |  | 2019_20
Regional Road Rehab/Reseal | [17 empty] | Recon | 0 | 0 | 1200000 | 2400000
Victoria Street (Manning River Drive- South bound)) - Taree | #16 Victoria Street | Macquarie Street | 650m/6500m2 |  |  |  | 500000 | 0 |  |  | 500000 |  |  |  |  | 2016_17 |  |  | 0 | 0 | 0 | 0
Wingham Road- Wingham | Woola Woola Creek | Brick Factory | 1000m/15000m2 |  |  |  | 400000 | 0 | [6 empty] | 400000 | 2016_17 | Reseal
Wingham Road- Wingham | Brick Factory | Railway Crossing | 4500m2 |  |  |  | 700000 | 0 | [6 empty] | 700000 | 2016_17 | Reseal/HP |  | 1443216 | 3009848 | 4708946 | 6595058 | 15757068
Commerce street - Taree | High Street | Louis Street | 780m |  |  |  | 350000 | 0 |  |  | 350000 |  |  |  |  | 2017_18
Victoria Street (Manning River Drive- North bound)) - Taree | Macquarie Street | Browns Creek Bridge | 750m/7500m2 |  |  |  | 700000 | 0 | [6 empty] | 700000 | 2017_18 | Reseal/HP
Manning River Drive- Taree | Martin Bridge | Purfleet |  |  |  |  | 1300000 | [7 empty] | 1300000 | 2017_18 | Reseal/HP
Gloucester Road - Burrell Creek | Bootawa Road | Latimores Road | 1000m |  |  |  | 500000 | 0 |  |  | 500000 |  |  |  |  | 2018_19
Wingham Road- Wingham | Cedar Party Road | Kolodong Road west | 2300m/6000m2 |  |  |  | 900000 | 0 | [6 empty] | 900000 | 2018_19 | Reseal/HP
Old Bar Road - Old Bar | Half Chain Road | Warwiba Road | 2400m/20000m2 |  |  |  | 1600000 | 0 | [6 empty] | 1600000 | 2018_19 | Reseal/HP
Old Bar Road - Old Bar | Warwiba Road | Manning point Rd | 800m/7000m2 |  |  |  | 400000 | 0 | [6 empty] | 400000 | 2019_20 | Reseal/HP
Lakes Way - Rainbow Flat | Various Locations | Various Locations | 3000m2 |  |  |  | 450000 | 0 |  |  | 450000 |  |  |  |  | 2019_20 | HP
Local Roads Reconstruction program | [6 empty] | 8367159
Diamond Beach Road - Hallidays Point | Blackhead Road | Diamond Drive | 2700m |  |  |  | 2017159 | 0 |  | 1400000 |  |  | 617159 |  |  | 2016_17
Comboyne Road | Plantation Ln | Mooral Creek Road | 400m |  |  |  | 250000 | 0 |  | 250000 | [5 empty] | 2016_17
Harrington Road - Harrington - Stage 2 | Cattai Creek Bridge | Christies Lane | 1500m |  |  |  | 1000000 | 0 |  | 1000000 | [5 empty] | 2016_17
Pulteney Street | Albert Street | Wynter Street |  |  |  |  | 350000 | 0 |  | 350000 | [5 empty] | 2017_18
Nowendoc Road | Black Flat Ln | 200m past Knodingbul Forest ln | 1000m |  |  |  | 500000 | 0 | 500000 | [6 empty] | 2017_18
Manning Street/Wynter Street Roundabout | Manning St | Manning St | Roundabout and approaches - TBC |  |  |  | 150000 | 0 | 150000 | [6 empty] | 2017_18
Old Bar Road | Waterman Street | David Street | 260m |  |  |  | 300000 | 0 |  | 300000 | [5 empty] | 2018_19
Macquarie Street - Taree | Wynter Street | High Street | 100m |  |  |  | 200000 | 0 |  | 200000 | [5 empty] | 2018_19
Wallanbha Road | Dargaville Road | Ch 1500m | 1500m/10500m2 |  |  |  | 1200000 | 0 | [6 empty] | 1200000 | 2018_19 | Recon
Manning Point Road | Carramar Dr | Jobson Lane | 1800m/12600 |  |  |  | 2400000 | 0 | [6 empty] | 2400000 | 2019_20 | Recon
Local Roads Rehab/ Reseal program | [6 empty] | 10583268
Albert Street - Traee | Pulteney Street | Commerce Street | 242m/4100 | Reseal | Minor heavy patching and 10mm PMB reseal |  | 90000 | 0 | 90000 | [6 empty] | 2016_17
Albert Street - Taree | Stevenson Street | Florence street | 245m/3000m2 | Reseal | Minor heavy patching and 10mm PMB reseal | CBD sub arterial road - reseal is well overdue | 60000 | 0 | 60000 | [6 empty] | 2016_17
Albert Street - Taree | Manning Street | Macquarie Street | 200m/1400m2 | Rehab | 100 mm AC mill and fill traffic lanes only ( central 7m only) |  | 210000 | 0 | 210000 | [6 empty] | 2016_17
Florence Street-Taree | Victoria street | Albert Street | 226m/2480m2 |  |  |  | 30000 | 0 | 30000 | [6 empty] | 2016_17
Kannangra Drive -Taree | Railway Street | Muldoon Street | 350m/3350m2 |  |  |  | 40000 | 0 | 40000 | [6 empty] | 2016_17
Bulga Road | Marlee Bridge | Gunya Road | 3500m/20462m2 |  |  |  | 250000 | 0 | 250000 | [6 empty] | 2016_17
Primrose Street | Issabella Street | Railway Crossing | 627m/10200m2 |  |  |  | 173000 | 0 | 73000 | 100000 | [5 empty] | 2016_17
Drury Close - Old Bar | Molong Street | End | 150m/1300m2 |  |  |  | 16088 | 0 | 16088 | [6 empty] | 2016_17
Molong Street / Farley Street - Old Bar | Waterman Street | Banyula Drive | 275m/2750m2 |  |  |  | 60000 | 0 | 60000 | [6 empty] | 2016_17
Upper lansdowne Road | Lansdowne Road | Chainage 1km | 1000m/6000m2 |  |  |  | 450000 | 0 |  | 450000 | [5 empty] | 2016_17
Comboyne Road - Cedar Party | Property No 1059 | Homewood Road | 3300m/20000m2 | Rehab/Reseal |  |  | 711953 | 0 |  | 711953 | [5 empty] | 2016_17
Hughes Street- Taree | Barton Street | End | 275m/2035m2 | Reseal | Minor Heavy Patching , Minor drainage improvements and reseal with 10mm PMB | Department of Housing handed over assets. Current sealed surface is 26 years old and shows surface distresses. DOH provided funding for surface renewal as part of handing over negotiation | 40000 | 0 | [5 empty] | 40000 |  | 2016_17
Fisher Street-Taree | Hughes Street | End | 430m/3180m2 | Reseal | Minor Heavy Patching , Minor drainage improvements and reseal with 10mm PMB | Department of Housing handed over assets. Current sealed surface is 26 years old and shows surface distresses. DOH provided funding for surface renewal as part of handing over negotiation | 65000 | 0 | [5 empty] | 65000 |  | 2016_17
Deakin Crescent-Taree | Hughes Street | Fisher Street | 320m/2368m2 | Reseal | Minor Heavy Patching , Minor drainage improvements and reseal with 10mm PMB | Department of Housing handed over assets. Current sealed surface is 26 years old and shows surface distresses. DOH provided funding for surface renewal as part of handing over negotiation | 70500 | 0 | [5 empty] | 70500 |  | 2016_17
Combine Street- Wingham | Winter St | Primrose St | 380m/7000m2 |  |  |  | 250000 | 0 | [6 empty] | 250000 | 2016_17 | Reseal
Wynter St-Wingham | Combined St | Isabella St | 133m/2400m2 |  |  |  | 93216 | 0 | [6 empty] | 93216 | 2016_17 | Reseal
York Street- Taree | Manning St | Commerce St | 470m/8100m2 |  |  |  | 79830 | 0 | 79830 | [6 empty] | 2017_18
Lansdowne Road - Lansdowne | Cundle Road | Koola Creek Road | 2000m/10750m2 |  |  |  | 750000 | 0 | 314258 | 435742 | [5 empty] | 2017_18
Pulteney Street - Taree | Albert Street | Wynter Street |  |  |  |  | 159848 | 0 | [6 empty] | 159848 | 2017_18 | Reseal
Bulga Road- Marlee | Gunya Road | Seal end | 4400m/25600m2 |  |  |  | 650000 | 0 | [6 empty] | 650000 | 2017_18 | Reseal
Bulga Road- Marlee | Stockyard Flat Cl | Marlee Bridge | 574m/3330m2 |  |  |  | 200000 | 0 | [6 empty] | 200000 | 2017_18 | Reseal
Kannangra Drive -Taree | Muldoon Street | Bushland Drive | 716m/8450m2 |  |  |  | 529829 | 0 | 529829 | [6 empty] | 2018_19
Hannamvale Road - Hannamvale | Bradleys Ln | 2.5km | 2500m/21620m2 |  |  |  | 800000 | 0 | 114259 | 685741 | [5 empty] | 2018_19 |  |  | Brought forward to 2016/17 program for additional Roads to Recovery funding
Coopernook Road- Coopernook | Goerge Gibson Dr | Chanage 500m | 500m/3000m2 |  |  |  | 50000 | 0 | [6 empty] | 50000 | 2018_19 | Reseal
Queen Street - Wingham | Canget St | Combine St | 400m/7300m2 |  |  |  | 100000 | 0 | [6 empty] | 100000 | 2018_19 | Reseal
Mortimer Street- Wingham | Queen Street | Lambert Street | 520m/7100m2 |  |  |  | 75000 | 0 | [6 empty] | 75000 | 2018_19 | Reseal
Richardson Street-Wingham | Murray Road | End of seal | 850m/6600m2 |  |  |  | 150000 | 0 | [6 empty] | 150000 | 2018_19 | Reseal
Belbourie St- Wingham | Lambert St | Richardson St | 240m/2000m2 |  |  |  | 75000 | 0 | [6 empty] | 75000 | 2018_19 | Reseal
Wyoming St- Wingham | Mortimer St | Belbourie St | 900m/6400m2 |  |  |  | 70000 | 0 | [6 empty] | 70000 | 2018_19 | Reseal
William St- wingham | Bungay Rd | Moon Street | 400m/4600m2 |  |  |  | 188946 | 0 | [6 empty] | 188946 | 2018_19 | Reseal
Kannangra Drive -Taree | Bushland Drive | end | 1500m/16500m2 |  |  |  | 300000 | 0 | [6 empty] | 300000 | 2018_19 | Reseal
Henry Flett St-Taree | Alban Street | Edinburgh Dr | 600m/6400m2 |  |  |  | 250000 | 0 | [6 empty] | 250000 | 2019_20 | Reseal/HP
Denva Road -Taree South | The Bucketts Way | End | 3100m/20000m2 |  |  |  | 1050000 | 0 | [6 empty] | 1050000 | 2019_20 | Reseal/HP
Redhead Rd-Read Head | Seascape Dr | End | 860m/8400m2 |  |  |  | 300000 | 0 | [6 empty] | 300000 | 2019_20 | Reseal/HP
Coromont Dr- Read Head | Redhead Rd | Redhead Rd | 650m/5300m2 |  |  |  | 65000 | 0 | [6 empty] | 65000 | 2019_20 | Reseal
Warwiba Rd- Old Bar | Old Bar Rd | End |  |  |  |  | 800000 | 0 | [6 empty] | 800000 | 2019_20 | Reseal/HP
South Heron Rd-Old Bar | Warwiba Rd | End | 1100m/8400m2 |  |  |  | 200000 | 0 | [6 empty] | 200000 | 2019_20 | Reseal/HP
Lambert Street - Wingham | Mortimer St | Belbourie St | 430m/4800m2 |  |  |  | 130000 | 0 | [6 empty] | 130000 | 2019_20 | Reseal
Flett Street - Wingham | Queen Street North | Richardson St | 700m/10600m2 |  |  |  | 300000 | 0 | [6 empty] | 300000 | 2019_20 | Reseal
Allan Street - Wingham | Lambert St | End | 340m/3080m2 |  |  |  | 25000 | 0 | [6 empty] | 25000 | 2019_20 | Reseal
Irvine Street- Wingham | Lambert St | End | 120m/1110m2 |  |  |  | 10000 | 0 | [6 empty] | 10000 | 2019_20 | Reseal
Fotheringham St | Bungay Rd | Gloucester Rd | 500m/5000m2 |  |  |  | 140000 | 0 | [6 empty] | 140000 | 2019_20 | Reseal
Flett Street - Taree | Wynter St | High St | 250m/2700m2 |  |  |  | 150000 | 0 | [6 empty] | 150000 | 2019_20 | Reseal
Macquarie Steet- Coopernook | George Gibson Rd | George Gibson Rd | 1000m/8900m2 |  |  |  | 325000 | 0 | [6 empty] | 325000 | 2019_20 | Reseal
Bungallow Street- Coopernook | Macquarie St | End of seal | 480m/3380m2 |  |  |  | 50058 | 0 | [6 empty] | 50058 | 2019_20 | Reseal
Unsealed Road re-sheeting program | [6 empty] | 3850000
Nowendoc Road - Cooplicurripa | Cattle Grid #142 | GTCC Boundary | 12.8km | Gravel Re-sheeting | Shoulder grading, drainage improvements and gravel re-sheeting with 100mm compacted gravel comply with current GTCC standards |  | 600000 | 0 | 600000 | [6 empty] | 2016_17
Allocation for Wetgrade team | [6 empty] | 300000 | 0 | 300000 | [6 empty] | 2016_17
Wallanbah Road | End Seal | Wisemantel Rd | 6.2km |  |  |  | 300000 | 0 | 300000 | [6 empty] | 2017_18
Beach Road - Mitchelle Island | Manning Point Road | End Maintenance | 4.2km |  |  |  | 200000 | 0 | 200000 | [6 empty] | 2017_18
Sandridge Rd | Manning Point Rd | Beach Road | 3km |  |  |  | 150000 | 0 | 150000 | [6 empty] | 2017_18
Allocation for Wetgrade team | [6 empty] | 300000 | 0 | 300000 | [6 empty] | 2017_18
Mooral Creek Road - Mooral Creek | Warrawillah Road | End | 5.5km |  |  |  | 250000 | 0 | 250000 | [6 empty] | 2018_19
Capara Road | Property No 370 | End | 9.7km |  |  |  | 450000 | 0 | 450000 | [6 empty] | 2018_19
Allocation for Wetgrade team | [6 empty] | 300000 | 0 | 300000 | [6 empty] | 2018_19
2019_20 allocation | [6 empty] | 700000 | 0 | 700000 | [6 empty] | 2019_20
Allocation for Wetgrade team | [6 empty] | 300000 | 0 | 300000 | [6 empty] | 2019_20
Note on B56: gaminiw: Rehabilitation- Stabalisation +100mm overlay + primer + 2 coat seal

## 10 year_16_17 _2.5% Rate Peg
2016_17 to 2026_27 - CAPEX ( Roads and Bridges) Program with Proposed SRV( SRV2)
| Assets Class | Program/Projects | Project Location | [7 empty] | GR- CAPEX( SRV1) | R2R | BLOCK | REPAIR | S94 | External Funding- Department Of Housing | RESERVE- RMS Handover funding | Bridge Renewal Program | Loan Funding | SRV ( SRV2) | Program Year | SRV Treatment Category
[10 empty] | Total Available | 30940880 | 14583631 | 8400000 | 2500000 | 1600000 | 175500 | 3209000 | 2800000 | 1920170 | 58108452 |  |  | 124237633 |  | SRV2
[10 empty] | Total Allocated | 30940880 | 14583631 | 8400000 | 2500000 | 1600000 | 175500 | 3209000 | 2800000 | 1920170 | 58108452 |  |  |  |  | Year 1 | Year 2 | Year 3 | Year 4 | Year 5 | Year 6 | Year 7 | Year 8 | Year 9 | Year 10
|  |  | From | To | Length/ Area | Description of Works | Project scope | Prioritisation Criteria | Cost Estimate |  | 0 | 0 | 0 | 0 | 0 | 0 | 0 | 0 | 0 | 0 |  |  |  |  | 2016_17 | 2017_18 | 2018_19 | 2019_20 | 2020_21 | 2021_22 | 2022_23 | 2023_24 | 2024_25 | 2025_26
| SELAED ROADS- Renewals | ROADS
|  | Regional Roads Program | [6 empty] | 14454269 | [14 empty] | Reseal/HP | 700000 | 2000000 | 2500000 | 3000000 | 3300000 | 3480000 | 3572310 | 3826136 | 4080430 | 4345048
|  | REPAIR program | [22 empty] | 0 | 0 | 0 | 0 | 0 | 0 | 0 | 0 | 0 | 0
|  | Crescent Ave/Oxley Street (Manning River Drive - Northbound Lanes only) | Railway Bridge | Chatham Ave | 500m |  |  |  | 500000 | 0 |  |  | 250000 | 250000 | [6 empty] | 2016_17
|  | Main Street - Cundletown | 270m from Lansdowne Rd | King Street | 600m |  |  |  | 700000 | 0 |  |  | 450000 | 250000 | [6 empty] | 2017_18 |  |  | Reseal | 484572 | 500000 | 386077 | 357005 | 1186639 | 1220000 | 1220000 | 1220000 | 1220000 | 1220000
|  | Main Street - Cundletown | King Street | Queen Street | 450m |  |  |  | 600000 | 0 |  |  | 350000 | 250000 | [6 empty] | 2018_19 |  |  |  | 0 | 0 | 0 | 0 | 0 | 0 | 0 | 0 | 0 | 0
|  | Main Street - Cundletown | High Street | Denison Street | 380m |  |  |  | 600000 | 0 |  |  | 350000 | 250000 | [6 empty] | 2019_20
|  | Repair Program - 2020_21 | [6 empty] | 750000 | 0 |  |  | 500000 | 250000 | [6 empty] | 2020_21 |  |  | Recon | 0 | 0 | 1000000 | 2000000 | 2000000 | 2000000 | 2000000 | 2000000 | 2000000 | 2000000
|  | Repair Program - 2021_22 | [6 empty] | 750000 | 0 |  |  | 500000 | 250000 | [6 empty] | 2021_22 |  |  |  | 0 | 0 | 0 | 0 | 0 | 0 | 0 | 0 | 0 | 0
|  | Repair Program - 2022_23 | [6 empty] | 750000 | 0 |  |  | 500000 | 250000 | [6 empty] | 2022_23
|  | Repair Program- 2023_24 | [6 empty] | 750000 | 0 |  |  | 500000 | 250000 | [6 empty] | 2023_24 |  |  | Gavel Re -seeting | 0 | 0 | 0 | 0 | 445561 | 444674 | 600000 | 600000 | 600000 | 600000
|  | Repair Program- 2024_25 | [6 empty] | 750000 | 0 |  |  | 500000 | 250000 | [6 empty] | 2024_25 |  |  |  | 0 | 0 | 0 | 0 | 0 | 0 | 0 | 0 | 0 | 0
|  | Repair Program- 2025_26 | [6 empty] | 750000 | 0 |  |  | 500000 | 250000 | [6 empty] | 2025_26
Regional Road Rehab/Reseal
|  | Victoria Street (Manning River Drive- South bound)) - Taree | #16 Victoria Street | Macquarie Street | 650m/6500m2 |  |  |  | 500000 | 0 |  |  | 500000 | [7 empty] | 2016_17
|  | Wingham Road- Wingham | Woola Woola Creek | Brick Factory | 250m/2000m2 |  |  |  | 104269 | -37087 | [9 empty] | 141356 | 2016_17 | Reseal |  |  | 1184572 | 2500000 | 3886077 | 5357005 | 6932200 | 7144674 | 7392310 | 7646136 | 7900430 | 8165048 | 58108452
|  | Wingham Road- Wingham | Brick Factory | Railway Crossing | 4500m2 |  |  |  | 700000 | 0 | [9 empty] | 700000 | 2016_17 | Reseal/HP
|  | Commerce street - Taree | High Street | Louis Street | 780m |  |  |  | 350000 | 0 |  |  | 350000 | [7 empty] | 2017_18
|  | Victoria Street (Manning River Drive- North bound)) - Taree | Macquarie Street | Browns Creek Bridge | 750m/7500m2 |  |  |  | 700000 | 0 | [9 empty] | 700000 | 2017_18 | Reseal/HP
|  | Manning River Drive- Taree | Martin Bridge | Purfleet |  |  |  |  | 1300000 | [10 empty] | 1300000 | 2017_18 | Reseal/HP
|  | Gloucester Road - Burrell Creek | Bootawa Road | Latimores Road | 1000m |  |  |  | 500000 | 0 |  |  | 500000 | [7 empty] | 2018_19
|  | Wingham Road- Wingham | Cedar Party Road | Kolodong Road west | 2300m/6000m2 |  |  |  | 900000 | 0 | [9 empty] | 900000 | 2018_19 | Reseal/HP
|  | Old Bar Road - Old Bar | Half Chain Road | Warwiba Road | 2400m/20000m2 |  |  |  | 1600000 | 0 | [9 empty] | 1600000 | 2018_19 | Reseal/HP
|  | Old Bar Road - Old Bar | Warwiba Road | Manning point Rd | 800m/7000m2 |  |  |  | 400000 | 0 | [9 empty] | 400000 | 2019_20 | Reseal/HP |  |  | SRV2 Year 1: SRV1
|  | Lakes Way - Rainbow Flat | Various Locations | Various Locations | 3000m2 |  |  |  | 500000 | 0 |  |  | 500000 | [7 empty] | 2019_20 | HP |  |  | Year 1 | Year 2 | Year 3 | Year 4 | Year 5 | Year 6 | Year 7 | Year 8 | Year 9 | Year 10
|  | Regional Road - Rehab /Reseal - 2020_21 | [6 empty] | 1350000 | 0 |  |  | 350000 | [6 empty] | 1000000 | 2020_21 | Reseal/HP |  |  | 2016_17 | 2017_18 | 2018_19 | 2019_20 | 2020_21 | 2021_22 | 2022_23 | 2023_24 | 2024_25 | 2025_26
|  | Regional Road - Rehab /Reseal - 2021_22 | [6 empty] | 1350000 | 0 |  |  | 350000 | [6 empty] | 1000000 | 2021_22 | Reseal/HP
|  | Regional Road - Rehab /Reseal - 2022_23 | [6 empty] | 1350000 | 0 |  |  | 350000 | [6 empty] | 1000000 | 2022_23 | Reseal/HP |  | Reseal/HP | 3094088 | 3094088 | 3094088 | 3094088 | 3094088 | 3094088 | 3094088 | 3094088 | 3094088 | 3094088 | 30940880
|  | Regional Road - Rehab /Reseal - 2023_24 | [6 empty] | 1350000 | 0 |  |  | 350000 | [6 empty] | 1000000 | 2023_24 | Reseal/HP |  |  | 0 | 0 | 0 | 0 | 0 | 0 | 0 | 0 | 0 | 0
|  | Regional Road - Rehab /Reseal - 2024_25 | [6 empty] | 1350000 | 0 |  |  | 350000 | [6 empty] | 1000000 | 2024_25 | Reseal/HP
|  | Regional Road - Rehab /Reseal - 2025_26 | [6 empty] | 1350000 | 0 |  |  | 350000 | [6 empty] | 1000000 | 2025_26 | Reseal/HP
|  | Local Roads Reconstruction program | [6 empty] | 8050000 | [15 empty] | SRV1 Year 1: R2R
|  | Diamond Beach Road - Hallidays Point | Blackhead Road | Diamond Drive | 2700m |  |  |  | 2100000 | 0 |  | 1400000 |  |  | 700000 | [5 empty] | 2016_17 |  |  |  | Year 1 | Year 2 | Year 3 | Year 4 | Year 5 | Year 6 | Year 7 | Year 8 | Year 9 | Year 10
|  | Comboyne Road | Plantation Ln | Mooral Creek Road | 400m |  |  |  | 250000 | 0 |  | 250000 | [8 empty] | 2016_17 |  |  |  | 2016_17 | 2017_18 | 2018_19 | 2019_20 | 2020_21 | 2021_22 | 2022_23 | 2023_24 | 2024_25 | 2025_26
|  | Harrington Road - Harrington - Stage 2 | Cattai Creek Bridge | Christies Lane | 1500m |  |  |  | 1200000 | 0 |  | 1000000 |  |  | 200000 | [5 empty] | 2016_17
|  | Pulteney Street | Albert Street | Wynter Street |  |  |  |  | 350000 | 0 |  | 350000 | [8 empty] | 2017_18 |  |  | Reseal/HP | 3911953 | 1185742 | 1185742 | 1185742 | 1185742 | 1185742 | 1185742 | 1185742 | 1185742 | 1185742 | 14583631
|  | Nowendoc Road | Black Flat Ln | 200m past Knodingbul Forest ln | 1000m |  |  |  | 500000 | 0 | 500000 | [9 empty] | 2017_18 |  |  |  | 0 | 0 | 0 | 0 | 0 | 0 | 0 | 0 | 0 | 0
|  | Manning Street/Wynter Street Roundabout | Manning St | Manning St | Roundabout and approaches - TBC |  |  |  | 150000 | 0 | 150000 | [9 empty] | 2017_18
|  | Old Bar Road | Waterman Street | David Street | 260m |  |  |  | 300000 | 0 |  | 300000 | [8 empty] | 2018_19
|  | Macquarie Street - Taree | Wynter Street | High Street | 100m |  |  |  | 200000 | 0 |  | 200000 | [8 empty] | 2018_19 |  |  |  | R2R Year 1: BLOCK
|  | Wallanbha Road | Dargaville Road | Ch 1500m | 1500m/10500m2 |  |  |  | 1000000 | 0 | [9 empty] | 1000000 | 2018_19 | Recon |  |  | Year 1 | Year 2 | Year 3 | Year 4 | Year 5 | Year 6 | Year 7 | Year 8 | Year 9 | Year 10
|  | Manning Point Road | Carramar Dr | Jobson Lane | 1800m/12600 |  |  |  | 2000000 | 0 | [9 empty] | 2000000 | 2019_20 | Recon |  |  | 2016_17 | 2017_18 | 2018_19 | 2019_20 | 2020_21 | 2021_22 | 2022_23 | 2023_24 | 2024_25 | 2025_26
|  | Wherrol Flat Road | [6 empty] | 3379830 | 0 | 694088 | 685742 | [7 empty] | 2000000 | 2020_21 | Recon
|  | Manning Point Road | [6 empty] | 3379830 | 0 | 694088 | 685742 | [7 empty] | 2000000 | 2021_22 | Recon |  | Reseal/HP | 800000 | 800000 | 850000 | 850000 | 850000 | 850000 | 850000 | 850000 | 850000 | 850000 | 8400000
|  | Stewart River Road | [6 empty] | 3379830 | 0 | 694088 | 685742 | [7 empty] | 2000000 | 2022_23 | Recon |  |  | 0 | 0 | 0 | 0 | 0 | 0 | 0 | 0 | 0 | 0
|  | HannamVale Road | [6 empty] | 3379830 | 0 | 694088 | 685742 | [7 empty] | 2000000 | 2023_24 | Recon
|  | Local residential Roads | [6 empty] | 2694088 | 0 | 694088 | [8 empty] | 2000000 | 2024_25 | Recon
|  | Local Residential Roads | [6 empty] | 2694088 | 0 | 694088 | [8 empty] | 2000000 | 2025_26 | Recon
|  | Local Roads Rehab/ Reseal program | [6 empty] | 33123291
|  | Albert Street - Traee | Pulteney Street | Commerce Street | 242m/4100 | Reseal | Minor heavy patching and 10mm PMB reseal |  | 90000 | 0 | 90000 | [9 empty] | 2016_17
|  | Albert Street - Taree | Stevenson Street | Florence street | 245m/3000m2 | Reseal | Minor heavy patching and 10mm PMB reseal | CBD sub arterial road - reseal is well overdue | 60000 | 0 | 60000 | [9 empty] | 2016_17
|  | Albert Street - Taree | Manning Street | Macquarie Street | 200m/1400m2 | Rehab | 100 mm AC mill and fill traffic lanes only ( central 7m only) |  | 210000 | 0 | 210000 | [9 empty] | 2016_17
|  | Florence Street-Taree | Victoria street | Albert Street | 226m/2480m2 |  |  |  | 30000 | 0 | 30000 | [9 empty] | 2016_17
|  | Kannangra Drive -Taree | Railway Street | Muldoon Street | 350m/3350m2 |  |  |  | 40000 | 0 | 40000 | [9 empty] | 2016_17
|  | Bulga Road | Marlee Bridge | Gunya Road | 3500m/20462m2 |  |  |  | 250000 | 0 | 250000 | [9 empty] | 2016_17
|  | Primrose Street | Issabella Street | Railway Crossing | 627m/10200m2 |  |  |  | 173000 | 0 | 73000 | 100000 | [8 empty] | 2016_17
|  | Drury Close - Old Bar | Molong Street | End | 150m/1300m2 |  |  |  | 16088 | 0 | 16088 | [9 empty] | 2016_17
|  | Molong Street / Farley Street - Old Bar | Waterman Street | Banyula Drive | 275m/2750m2 |  |  |  | 60000 | 0 | 60000 | [9 empty] | 2016_17
|  | Upper lansdowne Road | Lansdowne Road | Chainage 1km | 1000m/6000m2 |  |  |  | 450000 | 0 |  | 450000 | [8 empty] | 2016_17
|  | Comboyne Road - Cedar Party | Property No 1059 | Homewood Road | 3300m/20000m2 | Rehab/Reseal |  |  | 711953 | 0 |  | 711953 | [8 empty] | 2016_17
|  | Hughes Street- Taree | Barton Street | End | 275m/2035m2 | Reseal | Minor Heavy Patching , Minor drainage improvements and reseal with 10mm PMB | Department of Housing handed over assets. Current sealed surface is 26 years old and shows surface distresses. DOH provided funding for surface renewal as part of handing over negotiation | 40000 | 0 | [5 empty] | 40000 |  |  |  |  | 2016_17
|  | Fisher Street-Taree | Hughes Street | End | 430m/3180m2 | Reseal | Minor Heavy Patching , Minor drainage improvements and reseal with 10mm PMB | Department of Housing handed over assets. Current sealed surface is 26 years old and shows surface distresses. DOH provided funding for surface renewal as part of handing over negotiation | 65000 | 0 | [5 empty] | 65000 |  |  |  |  | 2016_17
|  | Deakin Crescent-Taree | Hughes Street | Fisher Street | 320m/2368m2 | Reseal | Minor Heavy Patching , Minor drainage improvements and reseal with 10mm PMB | Department of Housing handed over assets. Current sealed surface is 26 years old and shows surface distresses. DOH provided funding for surface renewal as part of handing over negotiation | 70500 | 0 | [5 empty] | 70500 |  |  |  |  | 2016_17
|  | Combine Street- Wingham | Winter St | Primrose St | 380m/7000m2 |  |  |  | 250000 | 0 | [9 empty] | 250000 | 2016_17 | Reseal
|  | Wynter St-Wingham | Combined St | Isabella St | 133m/2400m2 |  |  |  | 93216 | 0 | [9 empty] | 93216 | 2016_17 | Reseal
|  | York Street- Taree | Manning St | Commerce St | 470m/8100m2 |  |  |  | 79830 | 0 | 79830 | [9 empty] | 2017_18
|  | Lansdowne Road - Lansdowne | Cundle Road | Koola Creek Road | 2000m/10750m2 |  |  |  | 750000 | 0 | 314258 | 435742 | [8 empty] | 2017_18
|  | Pulteney Street - Taree | Albert Street | Wynter Street |  |  |  |  | 206670 | -93330 | [9 empty] | 300000 | 2017_18 | Reseal
|  | Bulga Road- Marlee | Stockyard Flat Cl | Marlee Bridge | 574m/3330m2 |  |  |  | 200000 | 0 | [9 empty] | 200000 | 2017_18 | Reseal
|  | Kolodong Road | Wingham Road | End Seal | 3000m/15000m2 |  |  |  | 846000 | 0 | [6 empty] | 846000 |  |  |  | 2018_19
|  | Kannangra Drive -Taree | Muldoon Street | Bushland Drive | 716m/8450m2 |  |  |  | 529829 | 0 | 529829 | [9 empty] | 2018_19
|  | Hannamvale Road - Hannamvale | Bradleys Ln | 2.5km | 2500m/21620m2 |  |  |  | 800000 | -1 | 114259 | 685742 | [8 empty] | 2018_19 |  |  |  | BLOCK Year 1: Brought forward to 2016/17 program for additional Roads to Recovery funding
|  | Richardson Street-Wingham | Murray Road | End of seal | 850m/6600m2 |  |  |  | 150000 | 0 | [9 empty] | 150000 | 2018_19 | Reseal
|  | Belbourie St- Wingham | Lambert St | Richardson St | 240m/2000m2 |  |  |  | 66077 | 0 | [9 empty] | 66077 | 2018_19 | Reseal
|  | Wyoming St- Wingham | Mortimer St | Belbourie St | 900m/6400m2 |  |  |  | 70000 | 0 | [9 empty] | 70000 | 2018_19 | Reseal
|  | Stacy Drive | Leigh Drive | End | 600m/4800m2 |  |  |  | 60000 | 0 | [9 empty] | 60000 | 2018_19 | Reseal
|  | Kristanne Cl | Stacy Drive | End | 350m/2800m2 |  |  |  | 40000 | 0 | [9 empty] | 40000 | 2018_19 | Reseal
|  | Henry Flett St-Taree | Alban Street | Edinburgh Dr | 600m/6400m2 |  |  |  | 250000 | 0 | [9 empty] | 250000 | 2019_20 | Reseal/HP
|  | Denva Road -Taree South | The Bucketts Way | End | 3100m/20000m2 |  |  |  | 1050000 | 0 | [9 empty] | 1050000 | 2019_20 | Reseal/HP
|  | Redhead Rd-Read Head | Seascape Dr | End | 860m/8400m2 |  |  |  | 300000 | 0 | [9 empty] | 300000 | 2019_20 | Reseal/HP
|  | Coromont Dr- Read Head | Redhead Rd | Redhead Rd | 650m/5300m2 |  |  |  | 65000 | 0 | [9 empty] | 65000 | 2019_20 | Reseal
|  | Warwiba Rd- Old Bar | Old Bar Rd | End |  |  |  |  | 800000 | 0 | [9 empty] | 800000 | 2019_20 | Reseal/HP
|  | South Heron Rd-Old Bar | Warwiba Rd | End | 1100m/8400m2 |  |  |  | 200000 | 0 | [9 empty] | 200000 | 2019_20 | Reseal/HP
|  | Flett Street - Wingham | Queen Street North | Richardson St | 700m/10600m2 |  |  |  | 292005 | 0 | [9 empty] | 292005 | 2019_20 | Reseal
|  | Kannangra Drive -Taree | Bushland Drive | end | 1500m/16500m2 |  |  |  | 30000 | 0 | [9 empty] | 30000 | 2020_21 | Reseal
|  | Mortimer Street- Wingham | Queen Street | Lambert Street | 520m/7100m2 |  |  |  | 75000 | 0 | [9 empty] | 75000 | 2020_21 | Reseal
|  | Queen Street - Wingham | Canget St | Combine St | 400m/7300m2 |  |  |  | 100000 | 0 | [9 empty] | 100000 | 2020_21 | Reseal
|  | William St- wingham | Bungay Rd | Moon Street | 400m/4600m2 |  |  |  | 191639 | 0 | [9 empty] | 191639 | 2020_21 | Reseal
|  | Lambert Street - Wingham | Mortimer St | Belbourie St | 430m/4800m2 |  |  |  | 130000 | 0 | [9 empty] | 130000 | 2020_21 | Reseal
|  | Irvine Street- Wingham | Lambert St | End | 120m/1110m2 |  |  |  | 10000 | 0 | [9 empty] | 10000 | 2020_21 | Reseal
|  | Bulga Road- Marlee | Gunya Road | Seal end | 4400m/25600m2 |  |  |  | 650000 | 0 | [9 empty] | 650000 | 2020_21 | Reseal
|  | Coopernook Road- Coopernook | Goerge Gibson Dr | Chanage 500m | 500m/3000m2 |  |  |  | 50000 | 0 | [9 empty] | 50000 | 2021_22 | Reseal
|  | Allan Street - Wingham | Lambert St | End | 340m/3080m2 |  |  |  | 25000 | 0 | [9 empty] | 25000 | 2021_22 | Reseal
|  | Fotheringham St | Bungay Rd | Gloucester Rd | 500m/5000m2 |  |  |  | 140000 | 0 | [9 empty] | 140000 | 2021_22 | Reseal
|  | Flett Street - Taree | Wynter St | High St | 250m/2700m2 |  |  |  | 300000 | 0 | [9 empty] | 300000 | 2021_22 | Reseal
|  | Macquarie Steet- Coopernook | George Gibson Rd | George Gibson Rd | 1000m/8900m2 |  |  |  | 325000 | 0 | [9 empty] | 325000 | 2021_22 | Reseal
|  | Bungallow Street- Coopernook | Macquarie St | End of seal | 480m/3380m2 |  |  |  | 60000 | 0 | [9 empty] | 60000 | 2021_22 | Reseal
|  | Coopernook RMS Bypass projects | to be programmed | [5 empty] | 500000 | 0 | [6 empty] | 500000 |  |  |  | 2021_22
|  | Local Road Re-seal - 2021_22 ( Remaining) | [6 empty] | 320000 | 0 | [9 empty] | 320000 | 2021_22 | Reseal
|  | Moorland _ Johns Rive RMS Bypass projects | to be programmed | [5 empty] | 600000 | 0 | [6 empty] | 600000 |  |  |  | 2022_23
|  | Local Road Re-seal - 2022_23 | [6 empty] | 1220000 | 0 | [9 empty] | 1220000 | 2022_23 | Reseal
|  | Local Road Re-seal -2023_24 | [6 empty] | 1220000 | 0 | [9 empty] | 1220000 | 2023_24 | Reseal
|  | Moorland _ Johns Rive RMS Bypass projects | to be programmed | [5 empty] | 600000 | 0 | [6 empty] | 600000 |  |  |  | 2024_25
|  | Local Road Re-seal -2024_25 | [6 empty] | 1220000 | 0 | [9 empty] | 1220000 | 2024_25 | Reseal
|  | Local Road Re-seal -2025_26 | [6 empty] | 1220000 | 0 | [9 empty] | 1220000 | 2025_26 | Reseal
|  | Moorland _ Johns Rive RMS Bypass projects | to be programmed | [5 empty] | 600000 | -63000 | [6 empty] | 663000 |  |  |  | 2025_26
|  | Local Road Rehab/Reseal -2020_21 | [6 empty] | 2300000 | 0 | [9 empty] | 2300000 | 2020_21 | Reseal/HP
|  | Local Road Rehab/Reseal -2021_22 | [6 empty] | 2300000 | -180000 | [9 empty] | 2480000 | 2021_22 | Reseal/HP
|  | Local Road Rehab/Reseal -2022_23 | [6 empty] | 2300000 | -272310 | [9 empty] | 2572310 | 2022_23 | Reseal/HP
|  | Local Road Rehab/Reseal -2023_24 | [6 empty] | 2300000 | -526136 | [9 empty] | 2826136 | 2023_24 | Reseal/HP
|  | Local Road Rehab/Reseal -2024_25 | [6 empty] | 2485742 | -780430 |  | 185742 | [7 empty] | 3080430 | 2024_25 | Reseal/HP
|  | Local Road Rehab/Reseal -2025_26 | [6 empty] | 2485742 | -1045048 |  | 185742 | [7 empty] | 3345048 | 2025_26 | Reseal/HP
| Unsealed Roads - Renewals | Unsealed Road re-sheeting program | [6 empty] | 12523366
|  | Nowendoc Road - Cooplicurripa | Cattle Grid #142 | GTCC Boundary | 12.8km | Gravel Re-sheeting | Shoulder grading, drainage improvements and gravel re-sheeting with 100mm compacted gravel comply with current GTCC standards |  | 600000 | 0 | 600000 | [9 empty] | 2016_17
|  | Allocation for Wetgrade team | [6 empty] | 300000 | 0 | 300000 | [9 empty] | 2016_17
|  | Wallanbah Road | End Seal | Wisemantel Rd | 6.2km |  |  |  | 300000 | 0 | 300000 | [9 empty] | 2017_18
|  | Beach Road - Mitchelle Island | Manning Point Road | End Maintenance | 4.2km |  |  |  | 200000 | 0 | 200000 | [9 empty] | 2017_18
|  | Sandridge Rd | Manning Point Rd | Beach Road | 3km |  |  |  | 150000 | 0 | 150000 | [9 empty] | 2017_18
|  | Allocation for Wetgrade team | [6 empty] | 300000 | 0 | 300000 | [9 empty] | 2017_18
|  | Mooral Creek Road - Mooral Creek | Warrawillah Road | End | 5.5km |  |  |  | 250000 | 0 | 250000 | [9 empty] | 2018_19
|  | Capara Road | Property No 370 | End | 9.7km |  |  |  | 450000 | 0 | 450000 | [9 empty] | 2018_19
|  | Allocation for Wetgrade team | [6 empty] | 300000 | 0 | 300000 | [9 empty] | 2018_19
|  | 2019_20 allocation | [6 empty] | 700000 | 0 | 700000 | [9 empty] | 2019_20
|  | Allocation for Wetgrade team | [6 empty] | 300000 | 0 | 300000 | [9 empty] | 2019_20
|  | 2020_21 allocation | [6 empty] | 1145561 | 0 | 700000 | [8 empty] | 445561 | 2020_21 | Gavel Re -seeting
|  | Allocation for Wetgrade team | [6 empty] | 300000 | 0 | 300000 | [9 empty] | 2020_21 | Gavel Re -seeting
` |  | 2021_22 allocation | [6 empty] | 1145561 | 887 | 700000 | [8 empty] | 444674 | 2021_22 | Gavel Re -seeting
|  | Allocation for Wetgrade team | [6 empty] | 300000 | 0 | 300000 | [9 empty] | 2021_22 | Gavel Re -seeting
|  | 2022_23 allocation | [6 empty] | 1145561 | -154439 | 700000 | [8 empty] | 600000 | 2022_23 | Gavel Re -seeting
|  | Allocation for Wetgrade team | [6 empty] | 300000 | 0 | 300000 | [9 empty] | 2022_23 | Gavel Re -seeting
|  | 2023_24 allocation | [6 empty] | 1145561 | -154439 | 700000 | [8 empty] | 600000 | 2023_24 | Gavel Re -seeting
|  | Allocation for Wetgrade team | [6 empty] | 300000 | 0 | 300000 | [9 empty] | 2023_24 | Gavel Re -seeting
|  | 2024_25 allocation | [6 empty] | 1145561 | -154439 | 700000 | [8 empty] | 600000 | 2024_25 | Gavel Re -seeting
|  | Allocation for Wetgrade team | [6 empty] | 300000 | 0 | 300000 | [9 empty] | 2024_25 | Gavel Re -seeting
|  | 2025_26allocation | [6 empty] | 1145561 | -154439 | 700000 | [8 empty] | 600000 | 2025_26 | Gavel Re -seeting
|  | Allocation for Wetgrade team | [6 empty] | 300000 | 0 | 300000 | [9 empty] | 2025_26 | Gavel Re -seeting
| K&G - Renewals | K&G Replacement Program | [6 empty] | 10800000
|  | K&G Replacement - 2016_17 |  |  |  | Gravel Re-sheeting | Shoulder grading, drainage improvements and gravel re-sheeting with 100mm compacted gravel comply with current GTCC standards |  | 900000 | 0 | 900000 | [9 empty] | 2016_17
|  | K&G Replacement - 2017_18 | [6 empty] | 900000 | 0 | 900000 | [9 empty] | 2017_18
|  | K&G Replacement - 2018_19 | [6 empty] | 900000 | 0 | 900000 | [9 empty] | 2018_19
|  | K&G Replacement - 2019_20 | [6 empty] | 900000 | 0 | 900000 | [9 empty] | 2019_20
|  | K&G Replacement - 2020_21 | [6 empty] | 1200000 | 0 | 1200000 | [9 empty] | 2020_21
|  | K&G Replacement - 2021_22 | [6 empty] | 1200000 | 0 | 1200000 | [9 empty] | 2021_22
|  | K&G Replacement - 2022_23 | [6 empty] | 1200000 | 0 | 1200000 | [9 empty] | 2022_23
|  | K&G Replacement - 2023_24 | [6 empty] | 1200000 | 0 | 1200000 | [9 empty] | 2023_24
|  | K&G Replacement - 2024_25 | [6 empty] | 1200000 | 0 | 1200000 | [9 empty] | 2024_25
|  | K&G Replacement - 2025_26 | [6 empty] | 1200000 | 0 | 1200000 | [9 empty] | 2025_26
| Footpath -Renewals | Footpath Replacement Program | [6 empty] | 1900000
|  | Footpath Renewal - 2016_17 |  |  |  | Gravel Re-sheeting | Shoulder grading, drainage improvements and gravel re-sheeting with 100mm compacted gravel comply with current GTCC standards |  | 100000 | 0 | 100000 | [9 empty] | 2016_17
|  | Footpath Renewal - 2017_18 | [6 empty] | 200000 | 0 | 200000 | [9 empty] | 2017_18
|  | Footpath Renewal - 2018_19 | [6 empty] | 200000 | 0 | 200000 | [9 empty] | 2018_19
|  | Footpath Renewal - 2019_20 | [6 empty] | 200000 | 0 | 200000 | [9 empty] | 2019_20
|  | Footpath Renewal - 2020_21 | [6 empty] | 200000 | 0 | 200000 | [9 empty] | 2020_21
|  | Footpath Renewal - 2021_22 | [6 empty] | 200000 | 0 | 200000 | [9 empty] | 2021_22
|  | Footpath Renewal - 2022_23 | [6 empty] | 200000 | 0 | 200000 | [9 empty] | 2022_23
|  | Footpath Renewal - 2023_24 | [6 empty] | 200000 | 0 | 200000 | [9 empty] | 2023_24
|  | Footpath Renewal - 2024_25 | [6 empty] | 200000 | 0 | 200000 | [9 empty] | 2024_25
|  | Footpath Renewal - 2025_26 | [6 empty] | 200000 | 0 | 200000 | [9 empty] | 2025_26
| Bridges- Replacements | Bridges and Culverts Replacement Program | [6 empty] | 12765000
|  | Timber Bridges & Culverts Replacement - 2016_17 |  |  |  | Gravel Re-sheeting | Shoulder grading, drainage improvements and gravel re-sheeting with 100mm compacted gravel comply with current GTCC standards |  | 415000 | 0 | 365000 |  | 50000 | [7 empty] | 2016_17
|  | Replacement of Abdoose Bridge | [6 empty] | 400000 | 0 | [7 empty] | 200000 | 200000 |  | 2016_17
|  | Replacment of Kellys Creek Bridge | [6 empty] | 1200000 | 0 | [7 empty] | 600000 | 600000 |  | 2016_17
|  | Timber Bridges & Culverts Replacement - 2017_18 | [6 empty] | 400000 | 0 | 0 | 400000 | [8 empty] | 2017_18
|  | Timber Bridges & Culverts Replacement - 2018_19 | [6 empty] | 350000 | 0 | 350000 | [9 empty] | 2018_19
|  | Replacement of Cedar Party Creek Bridge | [6 empty] | 6000000 | 0 | 994088 | 1185742 |  |  | 700000 |  |  | 2000000 | 1120170 |  | 2019_20
|  | Timber Bridges & Culverts Replacement - 2020_21 | [6 empty] | 500000 | 0 | 0 | 500000 | [8 empty] | 2020_21
|  | Timber Bridges & Culverts Replacement - 2021_22 | [6 empty] | 500000 | 0 | 0 | 500000 | [8 empty] | 2021_22
|  | Timber Bridges & Culverts Replacement - 2022_23 | [6 empty] | 500000 | 0 | 0 | 500000 | [8 empty] | 2022_23
|  | Timber Bridges & Culverts Replacement - 2023_24 | [6 empty] | 500000 | 0 | 0 | 500000 | [8 empty] | 2023_24
|  | Timber Bridges & Culverts Replacement - 2024_25 | [6 empty] | 1000000 | 0 | 0 | 1000000 | [8 empty] | 2024_25
|  | Timber Bridges & Culverts Replacement - 2025_26 | [6 empty] | 1000000 | 0 | 0 | 1000000 | [8 empty] | 2025_26
Note on C72: gaminiw: Rehabilitation- Stabalisation +100mm overlay + primer + 2 coat seal

## 2016-17 to 2018_19 Rpt Version (hidden)
Indicative Capital Works Priorities 2016/17 - 2018/19
This program is not adopted by Council - it is for forward planning purposes only and is subject to change.
Program / Project | Proposed Treatment | Locality | Project Location |  | Length | Estimate (3 Yr Totals) | Program Year
Roads | [5 empty] | 15772384
Regional Roads Program | [5 empty] | 3060000
REPAIR Program
Crescent Ave /Oxley St (northbound Lns only) | Pavement rehabilitation and resurfacing | Taree | Railway Bridge | Chatham Ave | 500m | 480000 | 2016/17
Main St - Cundletown | Pavement rehabilitation and resurfacing | Cundletown | 270m from Lansdowne Rd | King St | 600m | 720000 | 2017/18
Main St - Cundletown | Pavement rehabilitation and resurfacing | Cundletown | High St | Denison St | 380m | 520000 | 2018/19
Regional Road Rehabilitation / Heavy Patch & Reseal Program
Victoria St (north bound Lns only) | Heavy Patch & Reseal | Taree | Florence St | Browns Creek Bridge | 780m / 5500m2 | 240000 | 2016/17
Victoria St | Heavy Patch & Reseal | Taree | #16 Victoria St | Macquarie St | 650m / 6500m2 | 300000 | 2016/17
Commerce St | Heavy Patch & Reseal | Taree | High St | Louis St | 780m | 300000 | 2017/18
Gloucester Rd | Rehabilitation & Reseal | Burrell Creek | Bootawa Rd | Latimores Rd | 1000m | 500000 | 2018/19
Local Roads Reconstruction Program | [5 empty] | 2817159
Diamond Beach Rd | Reconstruction and Reseal | Hallidays Point | Blackhead Rd | Belgraiv Cl | 1100m | 1017159 | 2016/17
Comboyne Rd | Reconstruction and Reseal | Cedar Party | Plantation Ln | Mooral Creek Rd | 400m | 300000 | 2016/17
Pulteney St | Reconstruction and Reseal | Taree | Albert St | Wynter St |  | 350000 | 2017/18
Nowendoc Rd | Reconstruction and Reseal | Mount George | Black Flat Ln | 200m past Knodingbul Forest Ln | 1000m | 500000 | 2017/18
Manning St / Wynter St Roundabout | Reconstruction and Reseal | Taree | Manning St | Manning St | Roundabout and approaches | 150000 | 2017/18
Old Bar Rd | Reconstruction and Reseal | Old Bar | Waterman St | David St | 260m | 300000 | 2018/19
Macquarie St | Reconstruction and Reseal | Taree | Wynter St | High St | 100m | 200000 | 2018/19
Local Roads Rehabilitation / Heavy Patch & Reseal Program | [5 empty] | 3515225
Albert St - Traee | Heavy Patch & Reseal | Taree | Pulteney St | Commerce St | 242m / 4100 | 90000 | 2016/17
Albert St - Taree | Heavy Patch & Reseal | Taree | Stevenson St | Macquarie St | 430m / 6400m2 | 250000 | 2016/17
Wynter St - Taree | Heavy Patch & Reseal | Taree | Stevenson St | Florence | 240m / 2800m2 | 55742 | 2016/17
Florence St - Taree | Reseal | Taree | Victoria St | Albert St | 226m / 2480m2 | 30000 | 2016/17
Kannangra Dr | Reseal | Taree | Railway St | Muldoon St | 350m / 3350m2 | 40000 | 2016/17
Bulga Rd | Reseal | Marlee | Marlee Bridge | Gunya Rd | 3500m / 20462m2 | 250000 | 2016/17
Primrose St | Heavy Patch & Reseal | Wingham | Issabella St | Railway Crossing | 627m / 10200m2 | 200000 | 2016/17
Drury Cl | Reseal | Old Bar | Molong St | End | 150m /1300 | 13000 | 2016/17
Molong St / Farley St | Rehabilitation & Reseal | Old Bar | Waterman St | Banyula Dr | 275m / 2750m2 | 60000 | 2016/17
Upper lansdowne Rd | Rehabilitation & Reseal | Melinga | Lansdowne Rd | Chainage 1km | 1000m / 6000m2 | 373000 | 2016/17
Comboyne Rd | Rehabilitation & Reseal | Cedar Party | Property No 1059 | Property No 1251 | 1700m | 350000 | 2017/18
Nowendoc Rd | Rehabilitation & Reseal | Mount George | Kimbriki Rd | General Store | 5200m | 400000 | 2017/18
York St | Rehabilitation & Reseal | Taree | Manning St | Commerce St | 470m / 8100m2 | 76742 | 2017/18
Lansdowne Rd | Rehabilitation & Reseal | Lansdowne | Cundle Rd | Koola Creek Rd | 2000m / 10750m2 | 800000 | 2018/19
Kannangra Dr | Reseal | Taree | Muldoon St | Change of seal | 1350m / 16100m2 | 200000 | 2018/19
Coopernook Rd | Rehabilitation & Reseal | Coopernook | Goerge Gibson Dr | Chanage 500m | 500m / 3000m2 | 50000 | 2018/19
Queen St | Rehabilitation & Reseal | Wingham | Canget St | Combine St | 400m / 7300m2 | 276741 | 2018/19
Unsealed Road Gravel Resheet Program | [5 empty] | 2850000
Nowendoc Rd | Gravel resheet and associated drainage improvements | Cooplacurripa | Cattle Grid #142 | GTCC Boundary | 12.8km | 600000 | 2016/17
Allocation for additional patrol grading | Additional equipment and manpower to establish a 3rd patrol grading crew | Various | Various | Various | 350 - 400km | 300000 | 2016/17
Wallanbah Rd | Gravel resheet and associated drainage improvements | Firefly | End Seal | Wisemantel Rd | 6.2km | 300000 | 2017/18
Beach Rd - Mitchelle Island | Gravel resheet and associated drainage improvements | Mitchells Island | Manning Point Rd | End Maintenance | 4.2km | 200000 | 2017/18
Sandridge Rd | Gravel resheet and associated drainage improvements | Mitchells Island | Manning Point Rd | Beach Rd | 3km | 150000 | 2017/18
Allocation for additional patrol grading | Additional equipment and manpower to establish a 3rd patrol grading crew | Various | Various | Various | 350 - 400km | 300000 | 2016/17
Mooral Creek Rd | Gravel resheet and associated drainage improvements | Mooral Creek | Warrawillah Rd | End | 5.5km | 250000 | 2018/19
Capara Rd | Gravel resheet and associated drainage improvements | Wherrol Flat | Property No 370 | End | 9.7km | 450000 | 2018/19
Allocation for additional patrol grading | Additional equipment and manpower to establish a 3rd patrol grading crew | Various | Various | Various | 350 - 400km | 300000 | 2018/19
K&G Replacement Program | [5 empty] | 2700000
York Street | K&G replacement with associated pavement heavy patch and sub soil drainage | Taree | No 2A | No 6 | 25m | 15000 | 2016/17
Patanga Close | K&G replacement with associated pavement heavy patch and sub soil drainage | Taree | No 13 | No 17 | 30m | 12000 | 2016/17
Cornwall Street | K&G replacement with associated pavement heavy patch and sub soil drainage | Taree | No 11 | No 13 | 80m | 48000 | 2016/17
Cornwall Street | K&G replacement with associated pavement heavy patch and sub soil drainage | Taree | No 3 | No 7 | 40m | 24000 | 2016/17
Wells Street | K&G replacement with associated pavement heavy patch and sub soil drainage | Taree | No 17 | No 19 | 26m | 15600 | 2016/17
Flinders St | K&G replacement with associated pavement heavy patch and sub soil drainage | Taree | No 18 | No 20 | 20m | 12000 | 2016/17
Flinders St | K&G replacement with associated pavement heavy patch and sub soil drainage | Taree | No 9 | No 17 | 100m | 60000 | 2016/17
Wynter Street | K&G replacement with associated pavement heavy patch and sub soil drainage | Taree | No 12 | No 14 | 30m | 18000 | 2016/17
Wynter Street | K&G replacement with associated pavement heavy patch and sub soil drainage | Taree | No 33 | No 35 | 20m | 12000 | 2016/17
Wynter Street | K&G replacement with associated pavement heavy patch and sub soil drainage | Taree | No 1 | No 13 | 120m | 72000 | 2016/17
Bangalow Pl | K&G replacement with associated pavement heavy patch and sub soil drainage | Taree | No 16 | No 22 | 70m | 42000 | 2016/17
Crescent Ave | K&G replacement with associated pavement heavy patch and sub soil drainage | Taree | Chatham News Agency | Chatham News Agency | 40m | 24000 | 2016/17
Oxley Street | K&G replacement with associated pavement heavy patch and sub soil drainage | Taree | No 72 | No 70 | 35m | 21000 | 2016/17
Wingham Road | K&G replacement with associated pavement heavy patch and sub soil drainage | Taree | No 30 | No 38 | 180m | 108000 | 2016/17
Boomerang Street | K&G replacement with associated pavement heavy patch and sub soil drainage | Taree | 16 Milligan St | 16 Milligan St | 25m | 15000 | 2016/17
Stacy Dr | K&G replacement with associated pavement heavy patch and sub soil drainage | Taree | No 7 | No 9 | 60m | 36000 | 2016/17
Grey Gum Rd | K&G replacement with associated pavement heavy patch and sub soil drainage | Taree | cnr Maldoon St | cnr Maldoon St | 50m | 30000 | 2016/17
Primrose Street | K&G replacement with associated pavement heavy patch and sub soil drainage | Wingham | No 22 | No 28 | 115m | 69000 | 2016/17
Stacy Dr | K&G replacement with associated pavement heavy patch and sub soil drainage | Taree | No 13 | No 15 | 20m | 12000 | 2016/17
Arthur Avenue | K&G replacement with associated pavement heavy patch and sub soil drainage | Taree | No 9 | No 11 | 20m | 12000 | 2016/17
Gwenneth Ave | K&G replacement with associated pavement heavy patch and sub soil drainage | Taree | No 8 | No 10 | 20m | 12000 | 2016/17
Florence Street | K&G replacement with associated pavement heavy patch and sub soil drainage | Taree | wynter st-43 | wynter st-43 | 59m | 35400 | 2016/17
Granter Street | K&G replacement with associated pavement heavy patch and sub soil drainage | Harrington | 20, Pilot Street | 20, Pilot Street | 20m | 12000 | 2016/17
Hogan Street | K&G replacement with associated pavement heavy patch and sub soil drainage | Harrington | No 8 | No 12 | 40m | 24000 | 2016/17
Hogan Street | K&G replacement with associated pavement heavy patch and sub soil drainage | Harrington | No 19 | No 23 | 30m | 18000 | 2016/17
Honeysuckle Pl | K&G replacement with associated pavement heavy patch and sub soil drainage | Taree | No 6 | No 10 | 30m | 18000 | 2016/17
Murray Street | K&G replacement with associated pavement heavy patch and sub soil drainage | Harrington | No 5 | No 11 | 40m | 24000 | 2016/17
Stacey Dr | K&G replacement with associated pavement heavy patch and sub soil drainage | Taree | No 6 | No 8 | 95m | 57000 | 2016/17
Valerie Street | K&G replacement with associated pavement heavy patch and sub soil drainage | Taree | No 48 | No 50 | 30m | 18000 | 2016/17
Dunoon Street | K&G replacement with associated pavement heavy patch and sub soil drainage | Taree | No 26 | No 28 | 20m | 12000 | 2016/17
Gipps St | K&G replacement with associated pavement heavy patch and sub soil drainage | Taree | Cnr Bushland | Cnr Bushland | 20m | 12000 | 2016/17
Yet to be prioritised | K&G replacement with associated pavement heavy patch and sub soil drainage | Various | Various | Various | 1500m | 900000 | 2017/18
Yet to be prioritised | K&G replacement with associated pavement heavy patch and sub soil drainage | Various | Various | Various | 1500m | 900000 | 2018/19
Footpath Renewal Program | [5 empty] | 500000
Primrose Street | Replacement of damaged footpath | Wingham | No 24 | No 26 | 50m | 12500 | 2016/17
Farquhar Street | Replacement of damaged footpath | Wingham | No 4 | No 21 | 140mm | 35000 | 2016/17
Commerce Street | Replacement of damaged footpath | Taree | No 60 | No 68 | 80m | 20000 | 2016/17
Conwall Street | Replacement of damaged footpath | Taree | Commerce St | No 122 | 70m | 17500 | 2016/17
Beach Street | Replacement of damaged footpath | Harrington | Lj Hooker | LJ Hooker | 75sqm | 15000 | 2016/17
Yet to be prioritised | Replacement of damaged footpath | Various | Various | Various | 800m | 200000 | 2017/18
Yet to be prioritised | Replacement of damaged footpath | Various | Various | Various | 800m | 200000 | 2018/19
Traffic Facilities Program | [5 empty] | 330000
Yet to be prioritised | Traffic safety improvements including Local Traffic Committee initiatives | Various | Various | Various | N/A | 110000 | 2016/17
Yet to be prioritised | Traffic safety improvements including Local Traffic Committee initiatives | Various | Various | Various | N/A | 110000 | 2017/18
Yet to be prioritised | Traffic safety improvements including Local Traffic Committee initiatives | Various | Various | Various | N/A | 110000 | 2018/19
Car Park Renewal Program | [5 empty] | 0
No recurrent funding program | Nil | N/A | N/A | N/A | N/A | 0 | 2016/17
No recurrent funding program | Nil | N/A | N/A | N/A | N/A | 0 | 2017/18
No recurrent funding program | Nil | N/A | N/A | N/A | N/A | 0 | 2018/19
BRIDGES & CAUSEWAYS | [5 empty] | 1115000
Timber Bridge & Culvert Replacment Program | [5 empty] | 1115000
Timber Bridge rehabilitation / major repairs | Major timber bridge repairs as idetnified by Level 2 inspection | Various | To be identified |  | N/A | 120000 | 2016/17
Soney Creek Rd Culvert @ 2km | Replace with concrete structure | Kimbriki | 2km from start of Stoney Creek Rd |  | N/A | 80000 | 2016/17
Gallaghers Rd Bridge (Culvert) | Replace with concrete structure | Tipperary | Gallaghers Rd |  | N/A | 40000 | 2016/17
Pelican Bay Rd Bridge (Culvert) | Replace with concrete structure | Mitchells Island | Pelican Bay Rd |  | N/A | 25000 | 2016/17
Leaches Rd Bridge | Replace with concrete structure | Mooral Creek | Leaches Rd |  | N/A | 100000 | 2016/17
Killabakh Ck / Yarrat Rd Bridge( #1145) | Replace with concrete structure | Cedar Party | 1.33km from start of Yarrat Rd (Comboyne Rd) |  | N/A | 250000 | 2017/18
Replacement of Gunyah Rd Causeway | Replace with concrete structure | Bobin | Gunyah Rd |  | N/A | 150000 | 2017/18
Timber Bridge rehabilitation / major repairs | Major timber bridge repairs as idetnified by Level 2 inspection | Various | To be identified |  | N/A | 100000 | 2018/19
Timber bridge replacment | Yet to be prioritised | Various | To be identified |  | N/A | 250000 | 2018/19
STORMWATER DRAINAGE | [5 empty] | 900000
Trunk Drainage Program | [5 empty] | 900000
Priority Trunk Drainage replacement as identified | Yet to be prioritised | Various | To be identified |  | N/A | 300000 | 2016/17
Priority Trunk Drainage replacement as identified | Yet to be prioritised | Various | To be identified |  | N/A | 300000 | 2016/17
Priority Trunk Drainage replacement as identified | Yet to be prioritised | Various | To be identified |  | N/A | 300000 | 2016/17
ASSET PLANNING | [5 empty] | 750000
Minor Capital Works Program | [5 empty] | 300000
Prioritised Minor Capital Works as identified | Yet to be prioritised | Various | To be identified |  | N/A | 100000 | 2016/17
Prioritised Minor Capital Works as identified | Yet to be prioritised | Various | To be identified |  | N/A | 100000 | 2017/18
Prioritised Minor Capital Works as identified | Yet to be prioritised | Various | To be identified |  | N/A | 100000 | 2018/19
Forward Planning Design and Investigation | [5 empty] | 150000
Investigation and design associated with projects in future year Capital Works Programs | [5 empty] | 50000 | 2016/17
Investigation and design associated with projects in future year Capital Works Programs | [5 empty] | 50000 | 2017/18
Investigation and design associated with projects in future year Capital Works Programs | [5 empty] | 50000 | 2018/19
Asset Planning Consultancy Services | [5 empty] | 300000
Specialist consultancy services required to manage Council's transport assets | [5 empty] | 100000 | 2016/17
Specialist consultancy services required to manage Council's transport assets | [5 empty] | 100000 | 2017/18
Specialist consultancy services required to manage Council's transport assets | [5 empty] | 100000 | 2018/19
Annual Street Lighting Costs | [5 empty] | 2250000
Council's annual street lighting costs | [5 empty] | 750000 | 2016/17
Council's annual street lighting costs | [5 empty] | 750000 | 2017/18
Council's annual street lighting costs | [5 empty] | 750000 | 2018/19
Note on A39: gaminiw: Rehabilitation- Stabalisation +100mm overlay + primer + 2 coat seal

## 2015_16 Council Report Version (hidden)
Capital Works Program 2015/16
This program is adopted by Council with updates and changes reported monthly
Program / Project | Proposed Treatment | Locality | Project Location |  | Length | Allocation
[7 empty] | SRV | R2R | Block | Block Traffic Facilities | Reserves Johns River | Reserves Coopernook Bypass | Reserves Department of Housing Handover | Repair | Federal Blackspot | S94 | Drainage Levy | General Fund | Fixing Country Roads
|  |  | From | To |  | 8200483 | 3091000 | 2371483 | 800000 | 60000 | 593000 | 225000 | 175000 | 220000 | 851000 | 350000 | 240000 | 250000 | 540000
ROADS | [5 empty] | 7190483
REGIONAL ROAD PROGRAM | [5 empty] | 1250000
Old Bar Road / Manning Point Road Intersection | Road Reconstruction, Drainage Improvement & Intersection Improvement | Old Bar | 100m East of Intersection | 100m West of Intersection | 200m Old Bar Rd & 150m of Manning Point Rd | 750000 |  |  | 400000 | [6 empty] | 350000
The Lakes Way - Godfrey Hill Road to Talabah Close - Stage 2 | Drainage Improvement, Road Reconstruction & Realignment | Rainbow Flat | Godfrey Hill Rd | Talabah Cl | 600m | 500000 |  | 320000 | 180000
REPAIR PROGRAM | [5 empty] | 440000
The Bucketts Way | In-situ Stabilisation and AC re-surfacing including sub soil drainage as required. | Kranbach | Property No.3732 | Fire Station Rd | 280m | 440000 |  |  | 220000 |  |  |  |  | 220000
LOCAL ROADS RECONSTRUCTION PROGRAM | [5 empty] | 1356000
Manning Street | Pavement Reconstruction & Replacement of damaged K&G and footpath | Taree | Excahange Hotel | Exchange Hotel | 40m | 200000 | 50000 | 150000
Nowendoc Road | Pavement Reconstruction | Killawarra | 550m from Karak Flat Rd | 750m from Karak Flat Rd | 200m | 150000 |  | 150000
Pulteney Street - Stage 2 | Pavement Reconstruction | Taree | Victoria St | Albert St | 200m | 500000 |  | 500000
Muldoon Street / Kanangra Drive Roundabout | Pavement Reconstruction | Taree | Muldoon St | Muldoon St | Roundabout and Approaches | 150000 | 150000
Combined / Dennes Street | Pavement Reconstruction, K&G Replacment, Drainage Improvement & Resurfacing | Wingham | Wynter St | Farquar St | 980m | 356000 | 356000
LOCAL ROADS REHABILITATION / RESEAL PROGRAM | [5 empty] | 1734483
Blackhead Road | Road Rehabilitation | Hallidays Point | 100m before High St | High St roundabout | 100m | 80000 |  | 80000
Nowendoc Road | Heavy patch and Reseal | Mt George | General Store - Mt George | Driveway at Property No.1069 | 1000m/5600m2 | 135000 |  | 135000
Saltwater Road | Heavy patch and Reseal | Wallabi Point | 309 Saltwater Rd | Start of Recent Seal at 387 Saltwater Rd | 800m/9600m2 | 100000 |  | 100000
Muldoon Street | Heavy patch and Reseal | Taree | Kanangra Drive | Wingham Road | 1900m/25830m2 | 300000 | 65000 | 235000
Maiden Avenue | Heavy patch and Reseal | Taree | Wingham Road | Coulston Avenue | 373m/3133m2 | 30000 |  | 30000
Deb Street | Heavy patch and Reseal | Taree | Wingham Road | Commerce Street | 411m/4728m2 | 35000 |  | 35000
Albert Street | Heavy patch and AC resurface | Taree | Pulteney Street | Manning Street | 210m/3380m2 | 125000 |  | 125000
Bushland Drive | Heavy patch and Reseal | Taree | Grey Gum Road | Wingham Road | 593m/4760m2 | 50000 |  | 50000
Hughes Street | Heavy patch and Reseal | Taree | Barton Street | End | 280m/1960m2 | [7 empty] | 55000
Fisher Street | Heavy patch and Reseal | Taree | Hughes Street | Deakin Crescent | 300m/2100m2 | [7 empty] | 65000
Deakin Crescent | Heavy patch and Reseal | Taree | Hughes Street | Fisher Street | 250m/1750m2 | [7 empty] | 55000
Combined Street | Heavy patch and Reseal | Wingham | Rowley Street | Winter Street | 354m/5000m2 | 61483 |  | 61483
Koolangarra Way | Heavy patch and Reseal | Johns River | Hwy South (last property Access) | Johns River Road (End of intersection work) | 1110m/9000m2 | 153000 |  |  |  |  | 153000
Jericho Road | Heavy patch and Reseal | Moorland | Hwy exit (south) -Long Pine Road | Henrys Lane | 2000m/16000m2 | 440000 |  |  |  |  | 440000
George Gibson Drive | Heavy patch and Reseal | Coopernook | Coopernook Hotel | Two Mile Creek Road | 1900m/15200m2 | 225000 |  |  |  |  | . | 225000
BLACKSPOT PROGRAM
High Street / Flett Street intersection upgrade | Roundabout Construction | Taree | High St / Flett St intersection |  | Item | 448000 | [8 empty] | 448000
The Lakes Way / Spicers Road intersection improvements | Road updrade, Shoulder widening & Installation of Road Signs & Markers | Rainbow Flat | 150m South of Spicers Road | 250m North of Spicers Road | 400m | 403000 | [8 empty] | 403000
UNSEALED ROAD RESHEETING PROGRAM | [5 empty] | 1000000
Bulga Road | 100mm gravel Re-sheeting, improve drainage | Bobin | Swans Road | Coolings Road | 7km | 210000 | 210000
Colling Road | 100mm gravel Re-sheeting, improve drainage | Elands | Bulga Road | Council Boundary | 6km | 180000 | 180000
Dargaville Road | 100mm gravel Re-sheeting, improve drainage | Dyers Crossing | Wallanbah Road | Turf Farm (end last resheet) | 6km | 310000 | 310000
Allocation for Wetgrade team | Patrol Grade |  |  |  |  | 300000 | 300000
KERB & GUTTER PROGRAM | [5 empty] | 1200000
McCullough Lane | Replace failed K & G with new concrete K & G including limited replacement of adjacent pavement | Wingham | No.15 Farquar St - Back Access |  | 35m | 21000 | 21000
Maitland Lane |  | Wingham | Issabella St | back of 24, Bent St | 115m | 69000 | 69000
Drury Close |  | Old Bar | No 5 | No 6 | 200m | 120000 | 120000
Molong Road |  | Old Bar | No 10 | No 26 | 200m | 120000 | 120000
Molong Road |  | Old Bar | No 13 | No 23 | 140m | 84000 | 84000
Beeton Parade |  | Taree | No 10 | No 14 | 50m | 30000 | 30000
Pulteney Street |  | Taree | No 91 | No 91 | 15m | 9000 | 9000
Florence Street |  | Taree | Victoria Street | Taree High School | 160m | 96000 | 96000
Florence Street |  | Taree | No 5 | No 15 | 30m | 18000 | 18000
Dolphin Avenue |  | Taree | No 28 | No 28 | 20m | 12000 | 12000
Dolphin Avenue |  | Taree | No 36 | No 36 | 20m | 12000 | 12000
Winton Avenue |  | Taree | No 1 | Edinburgh Drive | 60m | 36000 | 36000
Cowen Road |  | Taree | No 26 | No 28 | 50m | 30000 | 30000
Gleneagle St |  | Taree | No 12 | No 14 | 60m | 36000 | 36000
Gleneagle St |  | Taree | No 4 | No 4 | 15m | 9000 | 9000
Pitt Street | Replace failed K & G with new concrete K & G including limited replacement of adjacent pavement | Taree | No 60 | No 60 | 20m | 12000 | 12000
McRae Street |  | Taree | No 20 | No 30 | 120m | 72000 | 72000
McRae Street |  | Taree | No 3 | No 7 | 60m | 36000 | 36000
Nelson St |  | Taree | No 8 | No 10 | 30m | 18000 | 18000
Pioneer Street |  | Taree | No 5 | No 11 | 100m | 60000 | 60000
Pioneer Street |  | Taree | No 4 | No 10 | 60m | 36000 | 36000
Orana Cr |  | Taree | No 15 | No 23 | 70m | 42000 | 42000
Orana Cr |  | Taree | No 33 | No 35 | 15m | 9000 | 9000
Orana Cr |  | Taree | No 45 | No 47 | 25m | 15000 | 15000
Palanas Dr |  | Taree | No 44 | No 44 | 25m | 15000 | 15000
Palanas Dr |  | Taree | No 21 | No 21 | 10m | 6000 | 6000
Cornwall Street |  | Taree | No 100 | No 110 | 100m | 60000 | 60000
Cornwall Street |  | Taree | No 119 | No 129 | 120m | 72000 | 72000
Albert Street |  | Taree | No 112 | No 120 | 75m | 45000 | 45000
FOOTPATH RENEWAL PROGRAM | [5 empty] | 100000
Manning Street | Replace uneven and broken concrete footpath segments | Taree | Coastal Computing | Price Pirates | 110m | 100000 | 100000
TRAFFIC FACILITIES PROGRAM | [5 empty] | 110000
Milligan Street - Chatham | Pedestrian refuge | Chatham | At Shops |  | Item | 60000 |  |  |  | 60000
Local Traffic Committee | Items as identified by LTC | Various |  |  |  | 50000 | [11 empty] | 50000
CARPARK PROGRAM | [5 empty] | 0
No Program | [5 empty] | 0
BRIDGES & CAUSEWAYS | [5 empty] | 520000
TIMBER BRIDGES/CULVERTS REPLACEMENT PROGRAM | [5 empty] | 520000
Walls Lane Bridge | Replacement of timber culvert with concrete pipe | Moto | 1.1km from Pacific Hwy |  | Item | 20000 |  | 20000
Marylands Road Bridge | Replacement of timber culvert with concrete pipe | Hillville | 0.1km from Hillville Road |  | Item | 35000 |  | 35000
Wallanbah Road Culvert @24.27 | Replacement of timber culvert with concrete pipe | Wallanbah | 24.27km from Candoormakh Creek Road |  | Item | 20000 |  | 20000
Wallanbah Road Culvert @26.11 | Replacement of timber culvert with concrete pipe | Wallanbah | 26.11km from Candoormakh Creek Road |  | Item | 20000 |  | 20000
Nowendoc Road Culvert @38.32 | Replacement of timber culvert with concrete pipe | Caffreys Flat | 38.32km from Gloucester Road |  | Item | 30000 |  | 30000
Nowendoc Road Culvert @38.74 | Replacement of timber culvert with concrete pipe | Caffreys Flat | 38.74km from Gloucester Road |  | Item | 15000 |  | 15000
Nowendoc Road Culvert @43.7 | Replacement of timber culvert with concrete pipe | Number One | 43.7km from Gloucester Road |  | Item | 15000 |  | 15000
Caparra Road Bridge @5km | Replacement of timber culvert with concrete pipe | Caparra | 5km from Wherrol Flat Road |  | Item | 245000 |  | 245000
Browns Creek Footbridge | Construction of new Footbridge and associated footpath | Taree | Browns Creek Bridge, Whitbread Street |  | Item | 120000 | 120000
STORMWATER DRAINAGE | [5 empty] | 240000
TRUNK DRAINAGE PROGRAM | [5 empty] | 240000
Illangari Circuit | Repair and replacement of damaged drainage line | Taree | No 9 - Easement |  | Item | 100000 | [10 empty] | 100000
Marsden Terrace | Drainage upgrade to reduce localised flooding | Taree | Masden Terrace |  | Item | 120000 | [10 empty] | 120000
Douglas Street | Drainage upgrade to reduce localised flooding | Taree | Douglas Street |  | Item | 20000 | [10 empty] | 20000
ASSET PLANNING | [5 empty] | 250000
MINOR CAPITAL WORKS PROGRAM | [5 empty] | 100000
Replacement of Damaged guard rails at LC Jordon Bridge | Replacement of Damaged Guard rails | Dumaresq Island | Dumaresq Island Road |  | Item | 20000 | [11 empty] | 20000
Warrawillah Road Causeways #2, #3 and #4 | Improve Causeway Approaches | Mooral Creek | Warrawillah Road |  | Item | 45000 | [11 empty] | 45000
Interim Drainage improvements | Improve inlet capacity in existing piped network | Chatham | Oxley Street, Milligan Straat, Bruntnell Street |  | Item | 15000 | [11 empty] | 15000
Killabakh Creek Causeway No 4 - Repairs to flood damage causeway | Repairs/replacment of damage causeway | Killabakh | Killabakh Creek Road Ch @ 1.6km from Comboyne Road |  | item | 20000 | [11 empty] | 20000
Bridge structural condition / load capacity Asseessment | Level 3 Structural Bridge Condition and Load Capacity Assessment under State Government 'Fixing Country Roads' Grant Program |  | Various on priority freight routes as per 'Fixing Country Roads' grant program |  | 48 Bridges $540000 | [13 empty] | 540000
Forward Planning Design and Investigation | Investigation and design associated with projects in Yr 2 to 4 of the 4 Yr Capital Works Program |  |  |  |  | 50000 | 50000
Consultancy Services | Specialist consultancy services required to manage Council's transport infrastructure assets |  |  |  |  | 100000 | [11 empty] | 100000
Street Lighting Operation and Maintenance | Council's annual street lighting costs